## Job Info
Name | futu2
Scenario | a2w_multi
Objective 1 | MIN_LIFE_CYCLE_COST
Objective 2 | MIN_FUEL_IMPORTS
Pareto points | 4
Temporal resolution | LOW
Optimality gap | 1
Time limit | 2880
Created at | 2025-02-21 01:07:08 (UTC)

## Key Results
Solution | Stage | Life-cycle cost (USD) | Annualized life-cycle cost (USD/year) | Capital recovery factor | CO2 emissions (kg-CO2) | Investment (USD) | Imports cost (USD) | Exports revenue (USD) | O&M cost (USD) | Replacement cost (USD) | Salvage revenue (USD) | Demands revenue (USD) | Embodied CO2 emissions (kg-CO2) | Imports CO2 emissions (kg-CO2) | Exports CO2 compensation (kg-CO2)
Solution 1 | stage0 | 106529260.5784 | 6478413.3362 | 0.060813 | 109507746.5116 | 31643838.4494 | 64559797.2967 | 0 | 10325624.8323 | 0 | 0 | 0 | 0 | 109507746.5116 | 0
Solution 2 | stage0 | 108441708.6473 | 6594715.9277 | 0.060813 | 102699012.5008 | 38942709.5353 | 58966822.235 | 0 | 11525818.8231 | 56.7303 | 993698.6764 | 0 | 0 | 102699012.5008 | 0
Solution 3 | stage0 | 110904067.3537 | 6744460.4899 | 0.060813 | 95717395.3016 | 46759930.043 | 53417612.3031 | 27042.398 | 12810969.5472 | 56.7303 | 2057458.8719 | 0 | 0 | 95717395.3016 | 0
Solution 4 | stage0 | 116707227.5101 | 7097370.7602 | 0.060813 | 83587204.5931 | 59903141.7418 | 44226130.7798 | 25417.1127 | 14059177.4322 | 4131401.8174 | 5587207.1484 | 0 | 0 | 83587204.5931 | 0

## Cost & CO2
Solution | Stage | Name | Type | Hub or Link | Capacity (kW or KWh) | Life-cycle cost (USD) | Annualized life-cycle cost (USD/year) | Investment (USD) | Imports cost (USD) | Exports revenue (USD) | O&M cost (USD) | Replacement cost (USD) | Salvage revenue (USD) | Embodied CO2 emissions (kg-CO2) | Imports CO2 emissions (kg-CO2) | Exports CO2 compensation (kg-CO2) | Lifetime (years) | Length (m) | Energy in (kWh/year) | Energy out (kWh/year)
Solution 1 | stage0 | Gas | Import | hub10 | 151.0136 | 0 | 0 |  | 0 |  | 0 |  |  |  | 0 |  |  |  | 0
Solution 1 | stage0 | Gas | Import | hub8 | 139.595 | 2.2737e-10 | 1.3827e-11 |  | 2.2737e-10 |  | 0 |  |  |  | 0 |  |  |  | 0
Solution 1 | stage0 | Gas | Import | hub11 | 279.4449 | 2.9559e-09 | 1.7976e-10 |  | 2.9559e-09 |  | 0 |  |  |  | 0 |  |  |  | 0
Solution 1 | stage0 | Gas | Import | hub7 | 142.0535 | -5.0022e-09 | -3.042e-10 |  | -5.0022e-09 |  | 0 |  |  |  | 0 |  |  |  | 0
Solution 1 | stage0 | Gas | Import | hub14 | 157.9917 | 0 | 0 |  | 0 |  | 0 |  |  |  | 0 |  |  |  | 0
Solution 1 | stage0 | Gas | Import | hub2 | 310.909 | 0 | 0 |  | 0 |  | 0 |  |  |  | 0 |  |  |  | 0
Solution 1 | stage0 | Gas | Import | hub3 | 65.2666 | 0 | 0 |  | 0 |  | 0 |  |  |  | 0 |  |  |  | 0
Solution 1 | stage0 | Gas | Import | hub4 | 367.6814 | -2.2737e-09 | -1.3827e-10 |  | -2.2737e-09 |  | 0 |  |  |  | 0 |  |  |  | 0
Solution 1 | stage0 | Gas | Import | hub6 | 127.9154 | 0 | 0 |  | 0 |  | 0 |  |  |  | 0 |  |  |  | 0
Solution 1 | stage0 | Gas | Import | hub1 | 2560.5975 | 0 | 0 |  | 0 |  | 0 |  |  |  | 0 |  |  |  | 0
Solution 1 | stage0 | Gas | Import | hub13 | 156.0011 | 0 | 0 |  | 0 |  | 0 |  |  |  | 0 |  |  |  | 0
Solution 1 | stage0 | Gas | Import | hub5 | 180.3449 | -2.2737e-09 | -1.3827e-10 |  | -2.2737e-09 |  | 0 |  |  |  | 0 |  |  |  | 0
Solution 1 | stage0 | Gas | Import | hub9 | 802.9993 | 4.2746e-08 | 2.5995e-09 |  | 4.2746e-08 |  | 0 |  |  |  | 0 |  |  |  | 0
Solution 1 | stage0 | Gas | Import | hub12 | 2979.6786 | 2.1828e-08 | 1.3274e-09 |  | 2.1828e-08 |  | 0 |  |  |  | 0 |  |  |  | 0
Solution 1 | stage0 | Heat ambient in | Import | hub10 | 716326.5306 | 0 | 0 |  | 0 |  | 0 |  |  |  | 0 |  |  |  | 34169.7337
Solution 1 | stage0 | Heat ambient in | Import | hub8 | 398.7368 | 0 | 0 |  | 0 |  | 0 |  |  |  | 0 |  |  |  | 177381.7304
Solution 1 | stage0 | Heat ambient in | Import | hub11 | 564.5266 | 0 | 0 |  | 0 |  | 0 |  |  |  | 0 |  |  |  | 350003.2923
Solution 1 | stage0 | Heat ambient in | Import | hub7 | 399.9415 | 0 | 0 |  | 0 |  | 0 |  |  |  | 0 |  |  |  | 179412.6049
Solution 1 | stage0 | Heat ambient in | Import | hub14 | 716326.5306 | 0 | 0 |  | 0 |  | 0 |  |  |  | 0 |  |  |  | 88145.1578
Solution 1 | stage0 | Heat ambient in | Import | hub2 | 716326.5306 | 0 | 0 |  | 0 |  | 0 |  |  |  | 0 |  |  |  | 55743.1494
Solution 1 | stage0 | Heat ambient in | Import | hub3 | 716326.5306 | 0 | 0 |  | 0 |  | 0 |  |  |  | 0 |  |  |  | 29188.191
Solution 1 | stage0 | Heat ambient in | Import | hub4 | 898.8587 | 0 | 0 |  | 0 |  | 0 |  |  |  | 0 |  |  |  | 418368.6163
Solution 1 | stage0 | Heat ambient in | Import | hub6 | 716326.5306 | 0 | 0 |  | 0 |  | 0 |  |  |  | 0 |  |  |  | 42836.8021
Solution 1 | stage0 | Heat ambient in | Import | hub1 | 716345.3699 | 0 | 0 |  | 0 |  | 0 |  |  |  | 0 |  |  |  | 507197.3641
Solution 1 | stage0 | Heat ambient in | Import | hub13 | 716326.5306 | 0 | 0 |  | 0 |  | 0 |  |  |  | 0 |  |  |  | 47513.3618
Solution 1 | stage0 | Heat ambient in | Import | hub5 | 504.3089 | 0 | 0 |  | 0 |  | 0 |  |  |  | 0 |  |  |  | 219296.5987
Solution 1 | stage0 | Heat ambient in | Import | hub9 | 997.5256 | 0 | 0 |  | 0 |  | 0 |  |  |  | 0 |  |  |  | 564844.5619
Solution 1 | stage0 | Heat ambient in | Import | hub12 | 8544.0361 | 0 | 0 |  | 0 |  | 0 |  |  |  | 0 |  |  |  | 7292506.6239
Solution 1 | stage0 | Electricity | Import | hub10 | 350051.2217 | 237862.1796 | 14465.2231 |  | 237862.1796 |  | 0 |  |  |  | 389712.6899 |  |  |  | 97219.8095
Solution 1 | stage0 | Electricity | Import | hub8 | 391.4264 | 1178303.9614 | 71656.7454 |  | 1178303.9614 |  | 0 |  |  |  | 2074368.4476 |  |  |  | 463944.0285
Solution 1 | stage0 | Electricity | Import | hub11 | 433.9761 | 1873198.9814 | 113915.7185 |  | 1873198.9814 |  | 0 |  |  |  | 3159224.3073 |  |  |  | 773179.7956
Solution 1 | stage0 | Electricity | Import | hub7 | 389.0954 | 1153579.4985 | 70153.1651 |  | 1153579.4985 |  | 0 |  |  |  | 2045766.084 |  |  |  | 454213.8018
Solution 1 | stage0 | Electricity | Import | hub14 | 350065.607 | 414063.4379 | 25180.6319 |  | 414063.4379 |  | 0 |  |  |  | 680681.5666 |  |  |  | 165334.6771
Solution 1 | stage0 | Electricity | Import | hub2 | 350126.6044 | 993811.104 | 60437.0956 |  | 993811.104 |  | 0 |  |  |  | 1563572.1483 |  |  |  | 403493.8078
Solution 1 | stage0 | Electricity | Import | hub3 | 350064.4068 | 1194558.4352 | 72645.2362 |  | 1194558.4352 |  | 0 |  |  |  | 1933736.0169 |  |  |  | 483907.1784
Solution 1 | stage0 | Electricity | Import | hub4 | 960.7321 | 3132191.3755 | 190479.407 |  | 3132191.3755 |  | 0 |  |  |  | 5505565.556 |  |  |  | 1220644.3282
Solution 1 | stage0 | Electricity | Import | hub6 | 350051.8856 | 185337.1974 | 11270.997 |  | 185337.1974 |  | 0 |  |  |  | 276856.0906 |  |  |  | 85216.8078
Solution 1 | stage0 | Electricity | Import | hub1 | 351442.3863 | 9851617.9535 | 599111.0122 |  | 9851617.9535 |  | 0 |  |  |  | 14604562.6607 |  |  |  | 4054096.0971
Solution 1 | stage0 | Electricity | Import | hub13 | 350064.8005 | 309763.5221 | 18837.7928 |  | 309763.5221 |  | 0 |  |  |  | 534048.499 |  |  |  | 134996.5497
Solution 1 | stage0 | Electricity | Import | hub5 | 539.3372 | 1747220.291 | 106254.518 |  | 1747220.291 |  | 0 |  |  |  | 3088679.792 |  |  |  | 681913.0715
Solution 1 | stage0 | Electricity | Import | hub9 | 1286.7031 | 7500392.0216 | 456124.819 |  | 7500392.0216 |  | 0 |  |  |  | 12672712.9615 |  |  |  | 3003517.507
Solution 1 | stage0 | Electricity | Import | hub12 | 6529.1163 | 34787897.3375 | 2115572.5369 |  | 34787897.3375 |  | 0 |  |  |  | 60978259.6913 |  |  |  | 14502914.1922
Solution 1 | stage0 | Heat ambient out | Export | hub10 | 58.8906 | 0 | 0 |  |  | 0 | 0 |  |  |  |  | 0 |  |  |  | 55658.9166
Solution 1 | stage0 | Heat ambient out | Export | hub8 | 361.1903 | 0 | 0 |  |  | 0 | 0 |  |  |  |  | 0 |  |  |  | 414945.0206
Solution 1 | stage0 | Heat ambient out | Export | hub11 | 360.6024 | 0 | 0 |  |  | 0 | 0 |  |  |  |  | 0 |  |  |  | 793900.1728
Solution 1 | stage0 | Heat ambient out | Export | hub7 | 357.3871 | 0 | 0 |  |  | 0 | 0 |  |  |  |  | 0 |  |  |  | 393330.7955
Solution 1 | stage0 | Heat ambient out | Export | hub14 | 151.1731 | 0 | 0 |  |  | 0 | 0 |  |  |  |  | 0 |  |  |  | 71074.4574
Solution 1 | stage0 | Heat ambient out | Export | hub2 | 476.3534 | 0 | 0 |  |  | 0 | 0 |  |  |  |  | 0 |  |  |  | 311640.7865
Solution 1 | stage0 | Heat ambient out | Export | hub3 | 142.7339 | 0 | 0 |  |  | 0 | 0 |  |  |  |  | 0 |  |  |  | 179260.1714
Solution 1 | stage0 | Heat ambient out | Export | hub4 | 1011.1712 | 0 | 0 |  |  | 0 | 0 |  |  |  |  | 0 |  |  |  | 1092010.6349
Solution 1 | stage0 | Heat ambient out | Export | hub6 | 172.7632 | 0 | 0 |  |  | 0 | 0 |  |  |  |  | 0 |  |  |  | 47373.2172
Solution 1 | stage0 | Heat ambient out | Export | hub1 | 3893.9284 | 0 | 0 |  |  | 0 | 0 |  |  |  |  | 0 |  |  |  | 3916760.5485
Solution 1 | stage0 | Heat ambient out | Export | hub13 | 221.6493 | 0 | 0 |  |  | 0 | 0 |  |  |  |  | 0 |  |  |  | 96746.5194
Solution 1 | stage0 | Heat ambient out | Export | hub5 | 515.0167 | 0 | 0 |  |  | 0 | 0 |  |  |  |  | 0 |  |  |  | 568024.8104
Solution 1 | stage0 | Heat ambient out | Export | hub9 | 1468.3364 | 0 | 0 |  |  | 0 | 0 |  |  |  |  | 0 |  |  |  | 2281538.7057
Solution 1 | stage0 | Heat ambient out | Export | hub12 | 6326.2277 | 0 | 0 |  |  | 0 | 0 |  |  |  |  | 0 |  |  |  | 12562412.5486
Solution 1 | stage0 | export_electricity | Export | plant | 14361.8013 | 0 | 0 |  |  | 0 | 0 |  |  |  |  | 0 |  |  |  | 0
Solution 1 | stage0 | cooling tower a2w | Conversion | hub1 | 3893.9284 | 0 | 0 | 0 |  |  | 0 | 0 | 0 | 0 |  |  | 1 |  | 3916760.5485 | 3916760.5485
Solution 1 | stage0 | cooling tower a2w | Conversion | hub10 | 58.8906 | 0 | 0 | 0 |  |  | 0 | 0 | 0 | 0 |  |  | 1 |  | 55658.9166 | 55658.9166
Solution 1 | stage0 | cooling tower a2w | Conversion | hub11 | 360.6024 | 0 | 0 | 0 |  |  | 0 | 0 | 0 | 0 |  |  | 1 |  | 793900.1728 | 793900.1728
Solution 1 | stage0 | cooling tower a2w | Conversion | hub12 | 6326.2277 | 0 | 0 | 0 |  |  | 0 | 0 | 0 | 0 |  |  | 1 |  | 12562412.5486 | 12562412.5486
Solution 1 | stage0 | cooling tower a2w | Conversion | hub13 | 221.6493 | 0 | 0 | 0 |  |  | 0 | 0 | 0 | 0 |  |  | 1 |  | 96746.5194 | 96746.5194
Solution 1 | stage0 | cooling tower a2w | Conversion | hub14 | 151.1731 | 0 | 0 | 0 |  |  | 0 | 0 | 0 | 0 |  |  | 1 |  | 71074.4574 | 71074.4574
Solution 1 | stage0 | cooling tower a2w | Conversion | hub2 | 476.3534 | 0 | 0 | 0 |  |  | 0 | 0 | 0 | 0 |  |  | 1 |  | 311640.7865 | 311640.7865
Solution 1 | stage0 | cooling tower a2w | Conversion | hub3 | 142.7339 | 0 | 0 | 0 |  |  | 0 | 0 | 0 | 0 |  |  | 1 |  | 179260.1714 | 179260.1714
Solution 1 | stage0 | cooling tower a2w | Conversion | hub4 | 1011.1712 | 0 | 0 | 0 |  |  | 0 | 0 | 0 | 0 |  |  | 1 |  | 1092010.6349 | 1092010.6349
Solution 1 | stage0 | cooling tower a2w | Conversion | hub5 | 515.0167 | 0 | 0 | 0 |  |  | 0 | 0 | 0 | 0 |  |  | 1 |  | 568024.8104 | 568024.8104
Solution 1 | stage0 | cooling tower a2w | Conversion | hub6 | 172.7632 | 0 | 0 | 0 |  |  | 0 | 0 | 0 | 0 |  |  | 1 |  | 47373.2172 | 47373.2172
Solution 1 | stage0 | cooling tower a2w | Conversion | hub7 | 357.3871 | 0 | 0 | 0 |  |  | 0 | 0 | 0 | 0 |  |  | 1 |  | 393330.7955 | 393330.7955
Solution 1 | stage0 | cooling tower a2w | Conversion | hub8 | 361.1903 | 0 | 0 | 0 |  |  | 0 | 0 | 0 | 0 |  |  | 1 |  | 414945.0206 | 414945.0206
Solution 1 | stage0 | cooling tower a2w | Conversion | hub9 | 1468.3364 | 0 | 0 | 0 |  |  | 0 | 0 | 0 | 0 |  |  | 1 |  | 2281538.7057 | 2281538.7057
Solution 1 | stage0 | pv to hub | Conversion | hub1 | 14361.8013 | 0 | 0 | 0 |  |  | 0 | 0 | 0 | 0 |  |  | 1 |  | 0 | 0
Solution 1 | stage0 | pv to hub | Conversion | hub10 | 14361.8013 | 0 | 0 | 0 |  |  | 0 | 0 | 0 | 0 |  |  | 1 |  | 0 | 0
Solution 1 | stage0 | pv to hub | Conversion | hub11 | 433.9761 | 0 | 0 | 0 |  |  | 0 | 0 | 0 | 0 |  |  | 1 |  | 0 | 0
Solution 1 | stage0 | pv to hub | Conversion | hub12 | 6529.1163 | 0 | 0 | 0 |  |  | 0 | 0 | 0 | 0 |  |  | 1 |  | 0 | 0
Solution 1 | stage0 | pv to hub | Conversion | hub13 | 14361.8013 | 0 | 0 | 0 |  |  | 0 | 0 | 0 | 0 |  |  | 1 |  | 0 | 0
Solution 1 | stage0 | pv to hub | Conversion | hub14 | 14361.8013 | 0 | 0 | 0 |  |  | 0 | 0 | 0 | 0 |  |  | 1 |  | 0 | 0
Solution 1 | stage0 | pv to hub | Conversion | hub2 | 14361.8013 | 0 | 0 | 0 |  |  | 0 | 0 | 0 | 0 |  |  | 1 |  | 0 | 0
Solution 1 | stage0 | pv to hub | Conversion | hub3 | 14361.8013 | 0 | 0 | 0 |  |  | 0 | 0 | 0 | 0 |  |  | 1 |  | 0 | 0
Solution 1 | stage0 | pv to hub | Conversion | hub4 | 960.7321 | 0 | 0 | 0 |  |  | 0 | 0 | 0 | 0 |  |  | 1 |  | 0 | 0
Solution 1 | stage0 | pv to hub | Conversion | hub5 | 539.3372 | 0 | 0 | 0 |  |  | 0 | 0 | 0 | 0 |  |  | 1 |  | 0 | 0
Solution 1 | stage0 | pv to hub | Conversion | hub6 | 14361.8013 | 0 | 0 | 0 |  |  | 0 | 0 | 0 | 0 |  |  | 1 |  | 0 | 0
Solution 1 | stage0 | pv to hub | Conversion | hub7 | 389.0954 | 0 | 0 | 0 |  |  | 0 | 0 | 0 | 0 |  |  | 1 |  | 0 | 0
Solution 1 | stage0 | pv to hub | Conversion | hub8 | 391.4264 | 0 | 0 | 0 |  |  | 0 | 0 | 0 | 0 |  |  | 1 |  | 0 | 0
Solution 1 | stage0 | pv to hub | Conversion | hub9 | 1286.7031 | 0 | 0 | 0 |  |  | 0 | 0 | 0 | 0 |  |  | 1 |  | 0 | 0
Solution 1 | stage0 | Pump DHW gas | Conversion | hub1 | 0 | 0 | 0 | 0 |  |  | 0 | 0 | 0 | 0 |  |  | 20 |  | 0 | 0
Solution 1 | stage0 | Pump DHW gas | Conversion | hub10 | 0 | 0 | 0 | 0 |  |  | 0 | 0 | 0 | 0 |  |  | 20 |  | 0 | 0
Solution 1 | stage0 | Pump DHW gas | Conversion | hub11 | 0 | 0 | 0 | 0 |  |  | 0 | 0 | 0 | 0 |  |  | 20 |  | 0 | 0
Solution 1 | stage0 | Pump DHW gas | Conversion | hub12 | 0 | 0 | 0 | 0 |  |  | 0 | 0 | 0 | 0 |  |  | 20 |  | 0 | 0
Solution 1 | stage0 | Pump DHW gas | Conversion | hub13 | 0 | 0 | 0 | 0 |  |  | 0 | 0 | 0 | 0 |  |  | 20 |  | 0 | 0
Solution 1 | stage0 | Pump DHW gas | Conversion | hub14 | 0 | 0 | 0 | 0 |  |  | 0 | 0 | 0 | 0 |  |  | 20 |  | 0 | 0
Solution 1 | stage0 | Pump DHW gas | Conversion | hub2 | 0 | 0 | 0 | 0 |  |  | 0 | 0 | 0 | 0 |  |  | 20 |  | 0 | 0
Solution 1 | stage0 | Pump DHW gas | Conversion | hub3 | 0 | 0 | 0 | 0 |  |  | 0 | 0 | 0 | 0 |  |  | 20 |  | 0 | 0
Solution 1 | stage0 | Pump DHW gas | Conversion | hub4 | 0 | 0 | 0 | 0 |  |  | 0 | 0 | 0 | 0 |  |  | 20 |  | 0 | 0
Solution 1 | stage0 | Pump DHW gas | Conversion | hub5 | 0 | 0 | 0 | 0 |  |  | 0 | 0 | 0 | 0 |  |  | 20 |  | 0 | 0
Solution 1 | stage0 | Pump DHW gas | Conversion | hub6 | 0 | 0 | 0 | 0 |  |  | 0 | 0 | 0 | 0 |  |  | 20 |  | 0 | 0
Solution 1 | stage0 | Pump DHW gas | Conversion | hub7 | 0 | 0 | 0 | 0 |  |  | 0 | 0 | 0 | 0 |  |  | 20 |  | 0 | 0
Solution 1 | stage0 | Pump DHW gas | Conversion | hub8 | 0 | 0 | 0 | 0 |  |  | 0 | 0 | 0 | 0 |  |  | 20 |  | 0 | 0
Solution 1 | stage0 | Pump DHW gas | Conversion | hub9 | 0 | 0 | 0 | 0 |  |  | 0 | 0 | 0 | 0 |  |  | 20 |  | 0 | 0
Solution 1 | stage0 | Pump cooling | Conversion | hub1 | 2746.524 | 171158.67 | 10408.7516 | 128799.7209 |  |  | 42358.9491 | 0 | 0 | 0 |  |  | 20 |  | 2915759.2446 | 2915759.2446
Solution 1 | stage0 | Pump cooling | Conversion | hub10 | 43.5653 | 63401.8789 | 3855.6879 | 47710.9591 |  |  | 15690.9198 | 0 | 0 | 0 |  |  | 20 |  | 40014.3655 | 40014.3655
Solution 1 | stage0 | Pump cooling | Conversion | hub11 | 266.7618 | 72299.8815 | 4396.8062 | 54406.8527 |  |  | 17893.0287 | 0 | 0 | 0 |  |  | 20 |  | 591633.8046 | 591633.8046
Solution 1 | stage0 | Pump cooling | Conversion | hub12 | 4679.9342 | 248236.4561 | 15096.1187 | 186802.0256 |  |  | 61434.4304 | 0 | 0 | 0 |  |  | 20 |  | 9316550.8255 | 9316550.8255
Solution 1 | stage0 | Pump cooling | Conversion | hub13 | 151.9881 | 67724.2879 | 4118.5485 | 50963.6432 |  |  | 16760.6448 | 0 | 0 | 0 |  |  | 20 |  | 69301.0177 | 69301.0177
Solution 1 | stage0 | Pump cooling | Conversion | hub14 | 103.6616 | 65797.6909 | 4001.3855 | 49513.8471 |  |  | 16283.8437 | 0 | 0 | 0 |  |  | 20 |  | 51168.1812 | 51168.1812
Solution 1 | stage0 | Pump cooling | Conversion | hub2 | 326.6423 | 74687.0943 | 4541.9809 | 56203.2698 |  |  | 18483.8245 | 0 | 0 | 0 |  |  | 20 |  | 228162.4263 | 228162.4263
Solution 1 | stage0 | Pump cooling | Conversion | hub3 | 100.4378 | 65669.1709 | 3993.5697 | 49417.1337 |  |  | 16252.0372 | 0 | 0 | 0 |  |  | 20 |  | 131513.1682 | 131513.1682
Solution 1 | stage0 | Pump cooling | Conversion | hub4 | 748.031 | 91486.2748 | 5563.5973 | 68844.9301 |  |  | 22641.3448 | 0 | 0 | 0 |  |  | 20 |  | 811707.9697 | 811707.9697
Solution 1 | stage0 | Pump cooling | Conversion | hub5 | 380.9923 | 76853.8252 | 4673.7473 | 57833.7705 |  |  | 19020.0547 | 0 | 0 | 0 |  |  | 20 |  | 422265.8724 | 422265.8724
Solution 1 | stage0 | Pump cooling | Conversion | hub6 | 127.8045 | 66760.1774 | 4059.9176 | 50238.1341 |  |  | 16522.0433 | 0 | 0 | 0 |  |  | 20 |  | 33799.1385 | 33799.1385
Solution 1 | stage0 | Pump cooling | Conversion | hub7 | 264.3832 | 72205.0571 | 4391.0396 | 54335.4958 |  |  | 17869.5612 | 0 | 0 | 0 |  |  | 20 |  | 292396.6081 | 292396.6081
Solution 1 | stage0 | Pump cooling | Conversion | hub8 | 267.1967 | 72317.22 | 4397.8606 | 54419.9003 |  |  | 17897.3197 | 0 | 0 | 0 |  |  | 20 |  | 309788.5739 | 309788.5739
Solution 1 | stage0 | Pump cooling | Conversion | hub9 | 1086.2268 | 104968.8674 | 6383.5204 | 78990.8032 |  |  | 25978.0642 | 0 | 0 | 0 |  |  | 20 |  | 1693852.2018 | 1693852.2018
Solution 1 | stage0 | Pump DHW | Conversion | hub1 | 0 | 0 | 0 | 0 |  |  | 0 | 0 | 0 | 0 |  |  | 20 |  | 0 | 0
Solution 1 | stage0 | Pump DHW | Conversion | hub10 | 0 | 0 | 0 | 0 |  |  | 0 | 0 | 0 | 0 |  |  | 20 |  | 0 | 0
Solution 1 | stage0 | Pump DHW | Conversion | hub11 | 34.8297 | 8790.9289 | 534.6068 | 6615.3189 |  |  | 2175.61 | 0 | 0 | 0 |  |  | 20 |  | 157809.6407 | 157809.6407
Solution 1 | stage0 | Pump DHW | Conversion | hub12 | 554.1475 | 11551.3616 | 702.4783 | 8692.59 |  |  | 2858.7716 | 0 | 0 | 0 |  |  | 20 |  | 3432913.1735 | 3432913.1735
Solution 1 | stage0 | Pump DHW | Conversion | hub13 | 0 | 0 | 0 | 0 |  |  | 0 | 0 | 0 | 0 |  |  | 20 |  | 0 | 0
Solution 1 | stage0 | Pump DHW | Conversion | hub14 | 0 | 0 | 0 | 0 |  |  | 0 | 0 | 0 | 0 |  |  | 20 |  | 0 | 0
Solution 1 | stage0 | Pump DHW | Conversion | hub2 | 0 | 0 | 0 | 0 |  |  | 0 | 0 | 0 | 0 |  |  | 20 |  | 0 | 0
Solution 1 | stage0 | Pump DHW | Conversion | hub3 | 0 | 0 | 0 | 0 |  |  | 0 | 0 | 0 | 0 |  |  | 20 |  | 0 | 0
Solution 1 | stage0 | Pump DHW | Conversion | hub4 | 94.6748 | 9109.0353 | 553.952 | 6854.6992 |  |  | 2254.3361 | 0 | 0 | 0 |  |  | 20 |  | 355183.1137 | 355183.1137
Solution 1 | stage0 | Pump DHW | Conversion | hub5 | 55.1879 | 8899.1428 | 541.1877 | 6696.7517 |  |  | 2202.3911 | 0 | 0 | 0 |  |  | 20 |  | 207044.0729 | 207044.0729
Solution 1 | stage0 | Pump DHW | Conversion | hub6 | 0 | 0 | 0 | 0 |  |  | 0 | 0 | 0 | 0 |  |  | 20 |  | 0 | 0
Solution 1 | stage0 | Pump DHW | Conversion | hub7 | 43.6957 | 8838.056 | 537.4728 | 6650.7829 |  |  | 2187.2732 | 0 | 0 | 0 |  |  | 20 |  | 163930.0345 | 163930.0345
Solution 1 | stage0 | Pump DHW | Conversion | hub8 | 43.6957 | 8838.056 | 537.4728 | 6650.7829 |  |  | 2187.2732 | 0 | 0 | 0 |  |  | 20 |  | 163930.0345 | 163930.0345
Solution 1 | stage0 | Pump DHW | Conversion | hub9 | 71.4402 | 8985.5316 | 546.4413 | 6761.7607 |  |  | 2223.7709 | 0 | 0 | 0 |  |  | 20 |  | 268016.2273 | 268016.2273
Solution 1 | stage0 | Pump SH | Conversion | hub1 | 2304.5377 | 203386.154 | 12368.6165 | 153051.434 |  |  | 50334.7201 | 0 | 0 | 0 |  |  | 20 |  | 769002.1133 | 769002.1133
Solution 1 | stage0 | Pump SH | Conversion | hub10 | 135.9123 | 93876.5701 | 5708.9594 | 70643.6666 |  |  | 23232.9034 | 0 | 0 | 0 |  |  | 20 |  | 51886.8029 | 51886.8029
Solution 1 | stage0 | Pump SH | Conversion | hub11 | 218.5355 | 98048.8117 | 5962.6879 | 73783.3473 |  |  | 24265.4645 | 0 | 0 | 0 |  |  | 20 |  | 358025.5897 | 358025.5897
Solution 1 | stage0 | Pump SH | Conversion | hub12 | 2153.8699 | 195777.846 | 11905.929 | 147326.0568 |  |  | 48451.7893 | 0 | 0 | 0 |  |  | 20 |  | 7345736.8519 | 7345736.8519
Solution 1 | stage0 | Pump SH | Conversion | hub13 | 140.401 | 94103.2358 | 5722.7437 | 70814.2363 |  |  | 23288.9995 | 0 | 0 | 0 |  |  | 20 |  | 72255.5737 | 72255.5737
Solution 1 | stage0 | Pump SH | Conversion | hub14 | 142.1925 | 94193.7038 | 5728.2454 | 70882.315 |  |  | 23311.3888 | 0 | 0 | 0 |  |  | 20 |  | 133678.2323 | 133678.2323
Solution 1 | stage0 | Pump SH | Conversion | hub2 | 279.8181 | 101143.4144 | 6150.8814 | 76112.0868 |  |  | 25031.3276 | 0 | 0 | 0 |  |  | 20 |  | 85065.6119 | 85065.6119
Solution 1 | stage0 | Pump SH | Conversion | hub3 | 58.7399 | 89979.5802 | 5471.9699 | 67711.1175 |  |  | 22268.4627 | 0 | 0 | 0 |  |  | 20 |  | 44423.1764 | 44423.1764
Solution 1 | stage0 | Pump SH | Conversion | hub4 | 273.5294 | 100825.8515 | 6131.5693 | 75873.1155 |  |  | 24952.736 | 0 | 0 | 0 |  |  | 20 |  | 263452.5887 | 263452.5887
Solution 1 | stage0 | Pump SH | Conversion | hub5 | 136.167 | 93889.4307 | 5709.7415 | 70653.3444 |  |  | 23236.0862 | 0 | 0 | 0 |  |  | 20 |  | 116315.6149 | 116315.6149
Solution 1 | stage0 | Pump SH | Conversion | hub6 | 115.1239 | 92826.813 | 5645.12 | 69853.7071 |  |  | 22973.1059 | 0 | 0 | 0 |  |  | 20 |  | 65178.3222 | 65178.3222
Solution 1 | stage0 | Pump SH | Conversion | hub7 | 104.0534 | 92267.7852 | 5611.1236 | 69433.0295 |  |  | 22834.7557 | 0 | 0 | 0 |  |  | 20 |  | 100816.5425 | 100816.5425
Solution 1 | stage0 | Pump SH | Conversion | hub8 | 100.9653 | 92111.8452 | 5601.6404 | 69315.682 |  |  | 22796.1631 | 0 | 0 | 0 |  |  | 20 |  | 97713.9951 | 97713.9951
Solution 1 | stage0 | Pump SH | Conversion | hub9 | 674.3585 | 121066.6146 | 7362.4802 | 91104.6234 |  |  | 29961.9912 | 0 | 0 | 0 |  |  | 20 |  | 577006.576 | 577006.576
Solution 1 | stage0 | Gas Boiler (Linearized cost) | Conversion | hub1 | 0 | 0 | 0 | 0 |  |  | 0 | 0 | 0 | 0 |  |  | 20 |  | 0 | 0
Solution 1 | stage0 | Gas Boiler (Linearized cost) | Conversion | hub10 | 0 | 0 | 0 | 0 |  |  | 0 | 0 | 0 | 0 |  |  | 20 |  | 0 | 0
Solution 1 | stage0 | Gas Boiler (Linearized cost) | Conversion | hub11 | 0 | 0 | 0 | 0 |  |  | 0 | 0 | 0 | 0 |  |  | 20 |  | 0 | 0
Solution 1 | stage0 | Gas Boiler (Linearized cost) | Conversion | hub12 | 0 | 0 | 0 | 0 |  |  | 0 | 0 | 0 | 0 |  |  | 20 |  | 0 | 0
Solution 1 | stage0 | Gas Boiler (Linearized cost) | Conversion | hub13 | 0 | 0 | 0 | 0 |  |  | 0 | 0 | 0 | 0 |  |  | 20 |  | 0 | 0
Solution 1 | stage0 | Gas Boiler (Linearized cost) | Conversion | hub14 | 0 | 0 | 0 | 0 |  |  | 0 | 0 | 0 | 0 |  |  | 20 |  | 0 | 0
Solution 1 | stage0 | Gas Boiler (Linearized cost) | Conversion | hub2 | 0 | 0 | 0 | 0 |  |  | 0 | 0 | 0 | 0 |  |  | 20 |  | 0 | 0
Solution 1 | stage0 | Gas Boiler (Linearized cost) | Conversion | hub3 | 0 | 0 | 0 | 0 |  |  | 0 | 0 | 0 | 0 |  |  | 20 |  | 0 | 0
Solution 1 | stage0 | Gas Boiler (Linearized cost) | Conversion | hub4 | 0 | 0 | 0 | 0 |  |  | 0 | 0 | 0 | 0 |  |  | 20 |  | 0 | 0
Solution 1 | stage0 | Gas Boiler (Linearized cost) | Conversion | hub5 | 0 | 0 | 0 | 0 |  |  | 0 | 0 | 0 | 0 |  |  | 20 |  | 0 | 0
Solution 1 | stage0 | Gas Boiler (Linearized cost) | Conversion | hub6 | 0 | 0 | 0 | 0 |  |  | 0 | 0 | 0 | 0 |  |  | 20 |  | 0 | 0
Solution 1 | stage0 | Gas Boiler (Linearized cost) | Conversion | hub7 | 0 | 0 | 0 | 0 |  |  | 0 | 0 | 0 | 0 |  |  | 20 |  | 0 | 0
Solution 1 | stage0 | Gas Boiler (Linearized cost) | Conversion | hub8 | 0 | 0 | 0 | 0 |  |  | 0 | 0 | 0 | 0 |  |  | 20 |  | 0 | 0
Solution 1 | stage0 | Gas Boiler (Linearized cost) | Conversion | hub9 | 0 | 0 | 0 | 0 |  |  | 0 | 0 | 0 | 0 |  |  | 20 |  | 0 | 0
Solution 1 | stage0 | A2W HP | Conversion | hub1 | 3504.5356 | 9638370.0898 | 586142.6709 | 7253032.392 |  |  | 2385337.6979 | 0 | 0 | 0 |  |  | 20 |  | 609008.1327 | 3525084.4936
Solution 1 | stage0 | A2W HP | Conversion | hub10 | 53.0015 | 171512.7029 | 10430.2816 | 129066.1365 |  |  | 42446.5664 | 0 | 0 | 0 |  |  | 20 |  | 10072.7979 | 50093.025
Solution 1 | stage0 | A2W HP | Conversion | hub11 | 324.5422 | 916293.6352 | 55722.9899 | 689526.0666 |  |  | 226767.5686 | 0 | 0 | 0 |  |  | 20 |  | 122826.146 | 714510.1555
Solution 1 | stage0 | A2W HP | Conversion | hub12 | 5693.6049 | 15642543.102 | 951277.2293 | 11771271.5691 |  |  | 3871271.5328 | 0 | 0 | 0 |  |  | 20 |  | 1988796.6106 | 11306171.2937
Solution 1 | stage0 | A2W HP | Conversion | hub13 | 199.4844 | 573285.4856 | 34863.4761 | 431406.7792 |  |  | 141878.7064 | 0 | 0 | 0 |  |  | 20 |  | 17759.1913 | 87071.8675
Solution 1 | stage0 | A2W HP | Conversion | hub14 | 136.0558 | 399313.771 | 24283.6536 | 300490.1958 |  |  | 98823.5752 | 0 | 0 | 0 |  |  | 20 |  | 12793.7817 | 63967.0117
Solution 1 | stage0 | A2W HP | Conversion | hub2 | 428.7181 | 1202026.9028 | 73099.4196 | 904545.0611 |  |  | 297481.8417 | 0 | 0 | 0 |  |  | 20 |  | 52287.8353 | 280476.7079
Solution 1 | stage0 | A2W HP | Conversion | hub3 | 128.4605 | 378481.4018 | 23016.765 | 284813.4946 |  |  | 93667.9073 | 0 | 0 | 0 |  |  | 20 |  | 29807.1416 | 161334.1543
Solution 1 | stage0 | A2W HP | Conversion | hub4 | 910.054 | 2522233.82 | 153385.7752 | 1898022.5314 |  |  | 624211.2886 | 0 | 0 | 0 |  |  | 20 |  | 171036.9728 | 982809.5714
Solution 1 | stage0 | A2W HP | Conversion | hub5 | 463.515 | 1297467.9992 | 78903.5233 | 976366.0596 |  |  | 321101.9396 | 0 | 0 | 0 |  |  | 20 |  | 88922.614 | 511222.3294
Solution 1 | stage0 | A2W HP | Conversion | hub6 | 155.4868 | 452609.1268 | 27524.7288 | 340595.8297 |  |  | 112013.2971 | 0 | 0 | 0 |  |  | 20 |  | 8830.8708 | 42635.8955
Solution 1 | stage0 | A2W HP | Conversion | hub7 | 321.6484 | 908356.6403 | 55240.3137 | 683553.3471 |  |  | 224803.2932 | 0 | 0 | 0 |  |  | 20 |  | 61577.8214 | 353997.716
Solution 1 | stage0 | A2W HP | Conversion | hub8 | 325.0713 | 917744.9066 | 55811.2467 | 690618.1722 |  |  | 227126.7343 | 0 | 0 | 0 |  |  | 20 |  | 63638.7782 | 373450.5186
Solution 1 | stage0 | A2W HP | Conversion | hub9 | 1321.5028 | 3650754.2666 | 222015.0126 | 2747252.7724 |  |  | 903501.4942 | 0 | 0 | 0 |  |  | 20 |  | 359386.0801 | 2053384.8352
Solution 1 | stage0 | rooftop to pv | Conversion | plant | 0 | 0 | 0 | 0 |  |  | 0 | 0 | 0 | 0 |  |  | 25 |  | 0 | 0
Solution 1 | stage0 | parking to pv | Conversion | plant | 0 | 0 | 0 | 0 |  |  | 0 | 0 | 0 | 0 |  |  | 25 |  | 0 | 0
Solution 1 | stage0 | Generic Hot Water Storage hub1 | Storage | hub1 | 0.1 | 14939.92 | 908.5483 | 13804.9 |  |  | 1135.02 | 0 | 0 | 0 |  |  | 20 |  | 2.4528e-10 | 5.9057e-10
Solution 1 | stage0 | Generic Hot Water Storage hub2 | Storage | hub2 | 0.1 | 14939.92 | 908.5483 | 13804.9 |  |  | 1135.02 | 0 | 0 | 0 |  |  | 20 |  | 3.1109e-11 | 5.3966e-11
Solution 1 | stage0 | Generic Hot Water Storage hub3 | Storage | hub3 | 0.1 | 14939.92 | 908.5483 | 13804.9 |  |  | 1135.02 | 0 | 0 | 0 |  |  | 20 |  | 3.0312e-11 | 7.4989e-11
Solution 1 | stage0 | Generic Hot Water Storage hub4 | Storage | hub4 | 234.8661 | 27389.2645 | 1665.636 | 25308.4391 |  |  | 2080.8253 | 0 | 0 | 0 |  |  | 20 |  | 114610.3851 | 112329.6385
Solution 1 | stage0 | Generic Hot Water Storage hub5 | Storage | hub5 | 136.9085 | 22194.6968 | 1349.7364 | 20508.5147 |  |  | 1686.1821 | 0 | 0 | 0 |  |  | 20 |  | 66501.1237 | 65177.7514
Solution 1 | stage0 | Generic Hot Water Storage hub6 | Storage | hub6 | 0.1 | 14939.92 | 908.5483 | 13804.9 |  |  | 1135.02 | 0 | 0 | 0 |  |  | 20 |  | 4.7055e-12 | 1.5962e-11
Solution 1 | stage0 | Generic Hot Water Storage hub7 | Storage | hub7 | 108.3991 | 20682.8812 | 1257.7977 | 19111.5553 |  |  | 1571.326 | 0 | 0 | 0 |  |  | 20 |  | 52171.428 | 51133.2166
Solution 1 | stage0 | Generic Hot Water Storage hub8 | Storage | hub8 | 108.3991 | 20682.8812 | 1257.7977 | 19111.5553 |  |  | 1571.326 | 0 | 0 | 0 |  |  | 20 |  | 52074.6566 | 51038.3709
Solution 1 | stage0 | Generic Hot Water Storage hub10 | Storage | hub10 | 0.1 | 14939.92 | 908.5483 | 13804.9 |  |  | 1135.02 | 0 | 0 | 0 |  |  | 20 |  | 5.3262e-12 | 1.3684e-11
Solution 1 | stage0 | Generic Hot Water Storage hub11 | Storage | hub11 | 105.8782 | 20549.2036 | 1249.6683 | 18988.0334 |  |  | 1561.1702 | 0 | 0 | 0 |  |  | 20 |  | 40017.0486 | 39220.7093
Solution 1 | stage0 | Generic Hot Water Storage hub13 | Storage | hub13 | 0.1 | 14939.92 | 908.5483 | 13804.9 |  |  | 1135.02 | 0 | 0 | 0 |  |  | 20 |  | 6.9577e-12 | 2.2232e-11
Solution 1 | stage0 | Generic Hot Water Storage hub14 | Storage | hub14 | 0.1 | 14939.92 | 908.5483 | 13804.9 |  |  | 1135.02 | 0 | 0 | 0 |  |  | 20 |  | 2.6493e-12 | 1.3423e-10
Solution 1 | stage0 | battery | Storage | plant | 0 | 0 | 0 | 0 |  |  | 0 | 0 | 0 | 0 |  |  | 15 |  | 0 | 0
Solution 1 | stage0 | Generic Hot Water Storage hub12 | Storage | hub12 | 1905.5227 | 115982.0324 | 7053.2691 | 107170.611 |  |  | 8811.4214 | 0 | 0 | 0 |  |  | 20 |  | 908840.9106 | 890754.9765
Solution 1 | stage0 | Generic Hot Water Storage hub9 | Storage | hub9 | 177.2265 | 24332.7102 | 1479.7564 | 22484.0983 |  |  | 1848.6119 | 0 | 0 | 0 |  |  | 20 |  | 87000.3635 | 85269.0562
Solution 1 | stage0 | pv_loop | Network | hub13_to_hub14_pv_loop | 14361.8013 | 0 | 0 | 0 |  |  | 0 | 0 | 0 | 0 |  |  | 20 | 423 | 0 | 0
Solution 1 | stage0 | pv_loop | Network | hub2_to_hub3_pv_loop | 14361.8013 | 0 | 0 | 0 |  |  | 0 | 0 | 0 | 0 |  |  | 20 | 121 | 0 | 0
Solution 1 | stage0 | pv_loop | Network | hub12_to_hub13_pv_loop | 28723.6027 | 0 | 0 | 0 |  |  | 0 | 0 | 0 | 0 |  |  | 20 | 316 | 0 | 0
Solution 1 | stage0 | pv_loop | Network | plant_to_hub1_pv_loop | 28723.6027 | 0 | 0 | 0 |  |  | 0 | 0 | 0 | 0 |  |  | 20 | 104 | 0 | 0
Solution 1 | stage0 | pv_loop | Network | hub1_to_hub2_pv_loop | 14361.8013 | 0 | 0 | 0 |  |  | 0 | 0 | 0 | 0 |  |  | 20 | 528 | 0 | 0
Solution 1 | stage0 | pv_loop | Network | hub3_to_hub4_pv_loop | 14771.034 | 0 | 0 | 0 |  |  | 0 | 0 | 0 | 0 |  |  | 20 | 499 | 0 | 0
Solution 1 | stage0 | pv_loop | Network | hub4_to_hub5_pv_loop | 14361.8013 | 0 | 0 | 0 |  |  | 0 | 0 | 0 | 0 |  |  | 20 | 132 | 0 | 0
Solution 1 | stage0 | pv_loop | Network | hub5_to_hub6_pv_loop | 14361.8013 | 0 | 0 | 0 |  |  | 0 | 0 | 0 | 0 |  |  | 20 | 350 | 0 | 0
Solution 1 | stage0 | pv_loop | Network | hub6_to_hub7_pv_loop | 14539.7004 | 0 | 0 | 0 |  |  | 0 | 0 | 0 | 0 |  |  | 20 | 161 | 0 | 0
Solution 1 | stage0 | pv_loop | Network | hub7_to_hub8_pv_loop | 14361.8013 | 0 | 0 | 0 |  |  | 0 | 0 | 0 | 0 |  |  | 20 | 199 | 0 | 0
Solution 1 | stage0 | pv_loop | Network | hub8_to_hub9_pv_loop | 14361.8013 | 0 | 0 | 0 |  |  | 0 | 0 | 0 | 0 |  |  | 20 | 1395 | 0 | 0
Solution 1 | stage0 | pv_loop | Network | hub9_to_hub10_pv_loop | 29042.9696 | 0 | 0 | 0 |  |  | 0 | 0 | 0 | 0 |  |  | 20 | 837 | 0 | 0
Solution 1 | stage0 | pv_loop | Network | hub10_to_hub11_pv_loop | 14681.1683 | 0 | 0 | 0 |  |  | 0 | 0 | 0 | 0 |  |  | 20 | 159 | 0 | 0
Solution 1 | stage0 | pv_loop | Network | hub11_to_hub12_pv_loop | 14361.8013 | 0 | 0 | 0 |  |  | 0 | 0 | 0 | 0 |  |  | 20 | 653 | 0 | 0
Solution 2 | stage0 | Gas | Import | hub10 | 0 | 0 | 0 |  | 0 |  | 0 |  |  |  | 0 |  |  |  | 0
Solution 2 | stage0 | Gas | Import | hub8 | 0 | 0 | 0 |  | 0 |  | 0 |  |  |  | 0 |  |  |  | 0
Solution 2 | stage0 | Gas | Import | hub11 | 0.1 | 0 | 0 |  | 0 |  | 0 |  |  |  | 0 |  |  |  | 0
Solution 2 | stage0 | Gas | Import | hub7 | 0.1 | 0 | 0 |  | 0 |  | 0 |  |  |  | 0 |  |  |  | 0
Solution 2 | stage0 | Gas | Import | hub14 | 0.1 | 0 | 0 |  | 0 |  | 0 |  |  |  | 0 |  |  |  | 0
Solution 2 | stage0 | Gas | Import | hub2 | 0 | 0 | 0 |  | 0 |  | 0 |  |  |  | 0 |  |  |  | 0
Solution 2 | stage0 | Gas | Import | hub3 | 0.1 | 0 | 0 |  | 0 |  | 0 |  |  |  | 0 |  |  |  | 0
Solution 2 | stage0 | Gas | Import | hub4 | 0 | 0 | 0 |  | 0 |  | 0 |  |  |  | 0 |  |  |  | 0
Solution 2 | stage0 | Gas | Import | hub6 | 0.1 | 0 | 0 |  | 0 |  | 0 |  |  |  | 0 |  |  |  | 0
Solution 2 | stage0 | Gas | Import | hub1 | 0.1 | 0 | 0 |  | 0 |  | 0 |  |  |  | 0 |  |  |  | 0
Solution 2 | stage0 | Gas | Import | hub13 | 0 | 0 | 0 |  | 0 |  | 0 |  |  |  | 0 |  |  |  | 0
Solution 2 | stage0 | Gas | Import | hub5 | 0 | 0 | 0 |  | 0 |  | 0 |  |  |  | 0 |  |  |  | 0
Solution 2 | stage0 | Gas | Import | hub9 | 0.1 | 0 | 0 |  | 0 |  | 0 |  |  |  | 0 |  |  |  | 0
Solution 2 | stage0 | Gas | Import | hub12 | 0 | 0 | 0 |  | 0 |  | 0 |  |  |  | 0 |  |  |  | 0
Solution 2 | stage0 | Heat ambient in | Import | hub10 | 87.3722 | 0 | 0 |  | 0 |  | 0 |  |  |  | 0 |  |  |  | 34169.7337
Solution 2 | stage0 | Heat ambient in | Import | hub8 | 79.4369 | 0 | 0 |  | 0 |  | 0 |  |  |  | 0 |  |  |  | 177466.9828
Solution 2 | stage0 | Heat ambient in | Import | hub11 | 153.7383 | 0 | 0 |  | 0 |  | 0 |  |  |  | 0 |  |  |  | 350059.5936
Solution 2 | stage0 | Heat ambient in | Import | hub7 | 81.4666 | 0 | 0 |  | 0 |  | 0 |  |  |  | 0 |  |  |  | 179496.5174
Solution 2 | stage0 | Heat ambient in | Import | hub14 | 91.4095 | 0 | 0 |  | 0 |  | 0 |  |  |  | 0 |  |  |  | 88145.1578
Solution 2 | stage0 | Heat ambient in | Import | hub2 | 185.6996 | 0 | 0 |  | 0 |  | 0 |  |  |  | 0 |  |  |  | 55743.1494
Solution 2 | stage0 | Heat ambient in | Import | hub3 | 38.9824 | 0 | 0 |  | 0 |  | 0 |  |  |  | 0 |  |  |  | 29188.191
Solution 2 | stage0 | Heat ambient in | Import | hub4 | 208.1119 | 0 | 0 |  | 0 |  | 0 |  |  |  | 0 |  |  |  | 418528.6654
Solution 2 | stage0 | Heat ambient in | Import | hub6 | 74.0082 | 0 | 0 |  | 0 |  | 0 |  |  |  | 0 |  |  |  | 42836.8021
Solution 2 | stage0 | Heat ambient in | Import | hub1 | 1481.4885 | 0 | 0 |  | 0 |  | 0 |  |  |  | 0 |  |  |  | 507197.3641
Solution 2 | stage0 | Heat ambient in | Import | hub13 | 90.2578 | 0 | 0 |  | 0 |  | 0 |  |  |  | 0 |  |  |  | 47513.3618
Solution 2 | stage0 | Heat ambient in | Import | hub5 | 106.0126 | 0 | 0 |  | 0 |  | 0 |  |  |  | 0 |  |  |  | 219394.1562
Solution 2 | stage0 | Heat ambient in | Import | hub9 | 447.534 | 0 | 0 |  | 0 |  | 0 |  |  |  | 0 |  |  |  | 564958.1749
Solution 2 | stage0 | Heat ambient in | Import | hub12 | 1857.2562 | 0 | 0 |  | 0 |  | 0 |  |  |  | 0 |  |  |  | 7293680.1081
Solution 2 | stage0 | Electricity | Import | hub10 | 51.2217 | 159421.4191 | 9694.9687 |  | 159421.4191 |  | 0 |  |  |  | 285122.9654 |  |  |  | 65397.2288
Solution 2 | stage0 | Electricity | Import | hub8 | 214.3297 | 1110966.2319 | 67561.7048 |  | 1110966.2319 |  | 0 |  |  |  | 2007258.2157 |  |  |  | 435731.9846
Solution 2 | stage0 | Electricity | Import | hub11 | 218.4355 | 1672175.6653 | 101690.7944 |  | 1672175.6653 |  | 0 |  |  |  | 2895513.6699 |  |  |  | 685420.5694
Solution 2 | stage0 | Electricity | Import | hub7 | 239.5815 | 1073453.4116 | 65280.4202 |  | 1073453.4116 |  | 0 |  |  |  | 1960442.1411 |  |  |  | 423385.0117
Solution 2 | stage0 | Electricity | Import | hub14 | 77.0969 | 348464.3901 | 21191.3266 |  | 348464.3901 |  | 0 |  |  |  | 595426.2459 |  |  |  | 140669.6249
Solution 2 | stage0 | Electricity | Import | hub2 | 255.3751 | 916704.9785 | 55748.0051 |  | 916704.9785 |  | 0 |  |  |  | 1474771.2381 |  |  |  | 370321.5765
Solution 2 | stage0 | Electricity | Import | hub3 | 111.6005 | 1049661.8559 | 63833.5733 |  | 1049661.8559 |  | 0 |  |  |  | 1762286.5672 |  |  |  | 423038.2096
Solution 2 | stage0 | Electricity | Import | hub4 | 612.7882 | 3031491.9382 | 184355.5254 |  | 3031491.9382 |  | 0 |  |  |  | 5410729.9669 |  |  |  | 1175586.716
Solution 2 | stage0 | Electricity | Import | hub6 | 30.2902 | 39688.0433 | 2413.5674 |  | 39688.0433 |  | 0 |  |  |  | 69378.3846 |  |  |  | 15981.1656
Solution 2 | stage0 | Electricity | Import | hub1 | 2288.1971 | 8927296.6513 | 542899.8321 |  | 8927296.6513 |  | 0 |  |  |  | 13411026.125 |  |  |  | 3643175.9896
Solution 2 | stage0 | Electricity | Import | hub13 | 125.4388 | 299636.9759 | 18221.9624 |  | 299636.9759 |  | 0 |  |  |  | 521274.3845 |  |  |  | 131020.292
Solution 2 | stage0 | Electricity | Import | hub5 | 335.8928 | 1730426.5645 | 105233.2333 |  | 1730426.5645 |  | 0 |  |  |  | 3072628.7256 |  |  |  | 675147.981
Solution 2 | stage0 | Electricity | Import | hub9 | 947.8704 | 7233952.1279 | 439921.6862 |  | 7233952.1279 |  | 0 |  |  |  | 12313780.5576 |  |  |  | 2885016.7238
Solution 2 | stage0 | Electricity | Import | hub12 | 3457.3141 | 31373481.9816 | 1907930.1121 |  | 31373481.9816 |  | 0 |  |  |  | 56919373.3133 |  |  |  | 12928862.1189
Solution 2 | stage0 | Heat ambient out | Export | hub10 | 58.8906 | 0 | 0 |  |  | 0 | 0 |  |  |  |  | 0 |  |  |  | 55658.9166
Solution 2 | stage0 | Heat ambient out | Export | hub8 | 361.1903 | 0 | 0 |  |  | 0 | 0 |  |  |  |  | 0 |  |  |  | 414945.0206
Solution 2 | stage0 | Heat ambient out | Export | hub11 | 360.6024 | 0 | 0 |  |  | 0 | 0 |  |  |  |  | 0 |  |  |  | 793900.1728
Solution 2 | stage0 | Heat ambient out | Export | hub7 | 357.3871 | 0 | 0 |  |  | 0 | 0 |  |  |  |  | 0 |  |  |  | 393330.7955
Solution 2 | stage0 | Heat ambient out | Export | hub14 | 151.1731 | 0 | 0 |  |  | 0 | 0 |  |  |  |  | 0 |  |  |  | 71074.4574
Solution 2 | stage0 | Heat ambient out | Export | hub2 | 476.3534 | 0 | 0 |  |  | 0 | 0 |  |  |  |  | 0 |  |  |  | 311640.7865
Solution 2 | stage0 | Heat ambient out | Export | hub3 | 142.7339 | 0 | 0 |  |  | 0 | 0 |  |  |  |  | 0 |  |  |  | 179260.1714
Solution 2 | stage0 | Heat ambient out | Export | hub4 | 1011.1712 | 0 | 0 |  |  | 0 | 0 |  |  |  |  | 0 |  |  |  | 1092010.6349
Solution 2 | stage0 | Heat ambient out | Export | hub6 | 172.7632 | 0 | 0 |  |  | 0 | 0 |  |  |  |  | 0 |  |  |  | 47373.2172
Solution 2 | stage0 | Heat ambient out | Export | hub1 | 3893.9284 | 0 | 0 |  |  | 0 | 0 |  |  |  |  | 0 |  |  |  | 3916760.5485
Solution 2 | stage0 | Heat ambient out | Export | hub13 | 221.6493 | 0 | 0 |  |  | 0 | 0 |  |  |  |  | 0 |  |  |  | 96746.5194
Solution 2 | stage0 | Heat ambient out | Export | hub5 | 515.0167 | 0 | 0 |  |  | 0 | 0 |  |  |  |  | 0 |  |  |  | 568024.8104
Solution 2 | stage0 | Heat ambient out | Export | hub9 | 1468.3364 | 0 | 0 |  |  | 0 | 0 |  |  |  |  | 0 |  |  |  | 2281538.7057
Solution 2 | stage0 | Heat ambient out | Export | hub12 | 6326.2277 | 0 | 0 |  |  | 0 | 0 |  |  |  |  | 0 |  |  |  | 12562412.5486
Solution 2 | stage0 | export_electricity | Export | plant | 0 | 0 | 0 |  |  | 0 | 0 |  |  |  |  | 0 |  |  |  | 0
Solution 2 | stage0 | cooling tower a2w | Conversion | hub1 | 3893.9284 | 0 | 0 | 0 |  |  | 0 | 0 | 0 | 0 |  |  | 1 |  | 3916760.5485 | 3916760.5485
Solution 2 | stage0 | cooling tower a2w | Conversion | hub10 | 58.8906 | 0 | 0 | 0 |  |  | 0 | 0 | 0 | 0 |  |  | 1 |  | 55658.9166 | 55658.9166
Solution 2 | stage0 | cooling tower a2w | Conversion | hub11 | 360.6024 | 0 | 0 | 0 |  |  | 0 | 0 | 0 | 0 |  |  | 1 |  | 793900.1728 | 793900.1728
Solution 2 | stage0 | cooling tower a2w | Conversion | hub12 | 6326.2277 | 0 | 0 | 0 |  |  | 0 | 0 | 0 | 0 |  |  | 1 |  | 12562412.5486 | 12562412.5486
Solution 2 | stage0 | cooling tower a2w | Conversion | hub13 | 221.6493 | 0 | 0 | 0 |  |  | 0 | 0 | 0 | 0 |  |  | 1 |  | 96746.5194 | 96746.5194
Solution 2 | stage0 | cooling tower a2w | Conversion | hub14 | 151.1731 | 0 | 0 | 0 |  |  | 0 | 0 | 0 | 0 |  |  | 1 |  | 71074.4574 | 71074.4574
Solution 2 | stage0 | cooling tower a2w | Conversion | hub2 | 476.3534 | 0 | 0 | 0 |  |  | 0 | 0 | 0 | 0 |  |  | 1 |  | 311640.7865 | 311640.7865
Solution 2 | stage0 | cooling tower a2w | Conversion | hub3 | 142.7339 | 0 | 0 | 0 |  |  | 0 | 0 | 0 | 0 |  |  | 1 |  | 179260.1714 | 179260.1714
Solution 2 | stage0 | cooling tower a2w | Conversion | hub4 | 1011.1712 | 0 | 0 | 0 |  |  | 0 | 0 | 0 | 0 |  |  | 1 |  | 1092010.6349 | 1092010.6349
Solution 2 | stage0 | cooling tower a2w | Conversion | hub5 | 515.0167 | 0 | 0 | 0 |  |  | 0 | 0 | 0 | 0 |  |  | 1 |  | 568024.8104 | 568024.8104
Solution 2 | stage0 | cooling tower a2w | Conversion | hub6 | 172.7632 | 0 | 0 | 0 |  |  | 0 | 0 | 0 | 0 |  |  | 1 |  | 47373.2172 | 47373.2172
Solution 2 | stage0 | cooling tower a2w | Conversion | hub7 | 357.3871 | 0 | 0 | 0 |  |  | 0 | 0 | 0 | 0 |  |  | 1 |  | 393330.7955 | 393330.7955
Solution 2 | stage0 | cooling tower a2w | Conversion | hub8 | 361.1903 | 0 | 0 | 0 |  |  | 0 | 0 | 0 | 0 |  |  | 1 |  | 414945.0206 | 414945.0206
Solution 2 | stage0 | cooling tower a2w | Conversion | hub9 | 1468.3364 | 0 | 0 | 0 |  |  | 0 | 0 | 0 | 0 |  |  | 1 |  | 2281538.7057 | 2281538.7057
Solution 2 | stage0 | pv to hub | Conversion | hub1 | 416.6912 | 0 | 0 | 0 |  |  | 0 | 0 | 0 | 0 |  |  | 1 |  | 410920.1076 | 410920.1076
Solution 2 | stage0 | pv to hub | Conversion | hub10 | 18.3186 | 0 | 0 | 0 |  |  | 0 | 0 | 0 | 0 |  |  | 1 |  | 31822.5807 | 31822.5807
Solution 2 | stage0 | pv to hub | Conversion | hub11 | 53.9319 | 0 | 0 | 0 |  |  | 0 | 0 | 0 | 0 |  |  | 1 |  | 87783.4139 | 87783.4139
Solution 2 | stage0 | pv to hub | Conversion | hub12 | 926.2634 | 0 | 0 | 0 |  |  | 0 | 0 | 0 | 0 |  |  | 1 |  | 1574555.4121 | 1574555.4121
Solution 2 | stage0 | pv to hub | Conversion | hub13 | 2.7802 | 0 | 0 | 0 |  |  | 0 | 0 | 0 | 0 |  |  | 1 |  | 3976.2577 | 3976.2577
Solution 2 | stage0 | pv to hub | Conversion | hub14 | 20.4852 | 0 | 0 | 0 |  |  | 0 | 0 | 0 | 0 |  |  | 1 |  | 24665.0522 | 24665.0522
Solution 2 | stage0 | pv to hub | Conversion | hub2 | 25.2008 | 0 | 0 | 0 |  |  | 0 | 0 | 0 | 0 |  |  | 1 |  | 33172.2313 | 33172.2313
Solution 2 | stage0 | pv to hub | Conversion | hub3 | 53.8672 | 0 | 0 | 0 |  |  | 0 | 0 | 0 | 0 |  |  | 1 |  | 60868.9687 | 60868.9687
Solution 2 | stage0 | pv to hub | Conversion | hub4 | 157.7212 | 0 | 0 | 0 |  |  | 0 | 0 | 0 | 0 |  |  | 1 |  | 45126.2403 | 45126.2403
Solution 2 | stage0 | pv to hub | Conversion | hub5 | 65.2979 | 0 | 0 | 0 |  |  | 0 | 0 | 0 | 0 |  |  | 1 |  | 6806.9589 | 6806.9589
Solution 2 | stage0 | pv to hub | Conversion | hub6 | 107.3627 | 0 | 0 | 0 |  |  | 0 | 0 | 0 | 0 |  |  | 1 |  | 69235.6422 | 69235.6422
Solution 2 | stage0 | pv to hub | Conversion | hub7 | 35.6551 | 0 | 0 | 0 |  |  | 0 | 0 | 0 | 0 |  |  | 1 |  | 30864.8569 | 30864.8569
Solution 2 | stage0 | pv to hub | Conversion | hub8 | 36.0293 | 0 | 0 | 0 |  |  | 0 | 0 | 0 | 0 |  |  | 1 |  | 28248.6965 | 28248.6965
Solution 2 | stage0 | pv to hub | Conversion | hub9 | 218.2724 | 0 | 0 | 0 |  |  | 0 | 0 | 0 | 0 |  |  | 1 |  | 118549.4388 | 118549.4388
Solution 2 | stage0 | Pump DHW gas | Conversion | hub1 | 0 | 0 | 0 | 0 |  |  | 0 | 0 | 0 | 0 |  |  | 20 |  | 0 | 0
Solution 2 | stage0 | Pump DHW gas | Conversion | hub10 | 0 | 0 | 0 | 0 |  |  | 0 | 0 | 0 | 0 |  |  | 20 |  | 0 | 0
Solution 2 | stage0 | Pump DHW gas | Conversion | hub11 | 0 | 0 | 0 | 0 |  |  | 0 | 0 | 0 | 0 |  |  | 20 |  | 0 | 0
Solution 2 | stage0 | Pump DHW gas | Conversion | hub12 | 0 | 0 | 0 | 0 |  |  | 0 | 0 | 0 | 0 |  |  | 20 |  | 0 | 0
Solution 2 | stage0 | Pump DHW gas | Conversion | hub13 | 0 | 0 | 0 | 0 |  |  | 0 | 0 | 0 | 0 |  |  | 20 |  | 0 | 0
Solution 2 | stage0 | Pump DHW gas | Conversion | hub14 | 0 | 0 | 0 | 0 |  |  | 0 | 0 | 0 | 0 |  |  | 20 |  | 0 | 0
Solution 2 | stage0 | Pump DHW gas | Conversion | hub2 | 0 | 0 | 0 | 0 |  |  | 0 | 0 | 0 | 0 |  |  | 20 |  | 0 | 0
Solution 2 | stage0 | Pump DHW gas | Conversion | hub3 | 0 | 0 | 0 | 0 |  |  | 0 | 0 | 0 | 0 |  |  | 20 |  | 0 | 0
Solution 2 | stage0 | Pump DHW gas | Conversion | hub4 | 0 | 0 | 0 | 0 |  |  | 0 | 0 | 0 | 0 |  |  | 20 |  | 0 | 0
Solution 2 | stage0 | Pump DHW gas | Conversion | hub5 | 0 | 0 | 0 | 0 |  |  | 0 | 0 | 0 | 0 |  |  | 20 |  | 0 | 0
Solution 2 | stage0 | Pump DHW gas | Conversion | hub6 | 0 | 0 | 0 | 0 |  |  | 0 | 0 | 0 | 0 |  |  | 20 |  | 0 | 0
Solution 2 | stage0 | Pump DHW gas | Conversion | hub7 | 0 | 0 | 0 | 0 |  |  | 0 | 0 | 0 | 0 |  |  | 20 |  | 0 | 0
Solution 2 | stage0 | Pump DHW gas | Conversion | hub8 | 0 | 0 | 0 | 0 |  |  | 0 | 0 | 0 | 0 |  |  | 20 |  | 0 | 0
Solution 2 | stage0 | Pump DHW gas | Conversion | hub9 | 0 | 0 | 0 | 0 |  |  | 0 | 0 | 0 | 0 |  |  | 20 |  | 0 | 0
Solution 2 | stage0 | Pump cooling | Conversion | hub1 | 2746.524 | 171158.67 | 10408.7516 | 128799.7209 |  |  | 42358.9491 | 0 | 0 | 0 |  |  | 20 |  | 2915759.2446 | 2915759.2446
Solution 2 | stage0 | Pump cooling | Conversion | hub10 | 43.5653 | 63401.8789 | 3855.6879 | 47710.9591 |  |  | 15690.9198 | 0 | 0 | 0 |  |  | 20 |  | 40014.3655 | 40014.3655
Solution 2 | stage0 | Pump cooling | Conversion | hub11 | 266.7618 | 72299.8815 | 4396.8062 | 54406.8527 |  |  | 17893.0287 | 0 | 0 | 0 |  |  | 20 |  | 591633.8046 | 591633.8046
Solution 2 | stage0 | Pump cooling | Conversion | hub12 | 4679.9342 | 248236.4561 | 15096.1187 | 186802.0256 |  |  | 61434.4304 | 0 | 0 | 0 |  |  | 20 |  | 9316550.8255 | 9316550.8255
Solution 2 | stage0 | Pump cooling | Conversion | hub13 | 151.9881 | 67724.2879 | 4118.5485 | 50963.6432 |  |  | 16760.6448 | 0 | 0 | 0 |  |  | 20 |  | 69301.0177 | 69301.0177
Solution 2 | stage0 | Pump cooling | Conversion | hub14 | 103.6616 | 65797.6909 | 4001.3855 | 49513.8471 |  |  | 16283.8437 | 0 | 0 | 0 |  |  | 20 |  | 51168.1812 | 51168.1812
Solution 2 | stage0 | Pump cooling | Conversion | hub2 | 326.6423 | 74687.0943 | 4541.9809 | 56203.2698 |  |  | 18483.8245 | 0 | 0 | 0 |  |  | 20 |  | 228162.4263 | 228162.4263
Solution 2 | stage0 | Pump cooling | Conversion | hub3 | 100.4378 | 65669.1709 | 3993.5697 | 49417.1337 |  |  | 16252.0372 | 0 | 0 | 0 |  |  | 20 |  | 131513.1682 | 131513.1682
Solution 2 | stage0 | Pump cooling | Conversion | hub4 | 748.031 | 91486.2748 | 5563.5973 | 68844.9301 |  |  | 22641.3448 | 0 | 0 | 0 |  |  | 20 |  | 811707.9697 | 811707.9697
Solution 2 | stage0 | Pump cooling | Conversion | hub5 | 380.9923 | 76853.8252 | 4673.7473 | 57833.7705 |  |  | 19020.0547 | 0 | 0 | 0 |  |  | 20 |  | 422265.8724 | 422265.8724
Solution 2 | stage0 | Pump cooling | Conversion | hub6 | 127.8045 | 66760.1774 | 4059.9176 | 50238.1341 |  |  | 16522.0433 | 0 | 0 | 0 |  |  | 20 |  | 33799.1385 | 33799.1385
Solution 2 | stage0 | Pump cooling | Conversion | hub7 | 264.3832 | 72205.0571 | 4391.0396 | 54335.4958 |  |  | 17869.5612 | 0 | 0 | 0 |  |  | 20 |  | 292396.6081 | 292396.6081
Solution 2 | stage0 | Pump cooling | Conversion | hub8 | 267.1967 | 72317.22 | 4397.8606 | 54419.9003 |  |  | 17897.3197 | 0 | 0 | 0 |  |  | 20 |  | 309788.5739 | 309788.5739
Solution 2 | stage0 | Pump cooling | Conversion | hub9 | 1086.2268 | 104968.8674 | 6383.5204 | 78990.8032 |  |  | 25978.0642 | 0 | 0 | 0 |  |  | 20 |  | 1693852.2018 | 1693852.2018
Solution 2 | stage0 | Pump DHW | Conversion | hub1 | 0 | 0 | 0 | 0 |  |  | 0 | 0 | 0 | 0 |  |  | 20 |  | 0 | 0
Solution 2 | stage0 | Pump DHW | Conversion | hub10 | 0 | 0 | 0 | 0 |  |  | 0 | 0 | 0 | 0 |  |  | 20 |  | 0 | 0
Solution 2 | stage0 | Pump DHW | Conversion | hub11 | 34.8297 | 8790.9289 | 534.6068 | 6615.3189 |  |  | 2175.61 | 0 | 0 | 0 |  |  | 20 |  | 157809.6407 | 157809.6407
Solution 2 | stage0 | Pump DHW | Conversion | hub12 | 554.1475 | 11551.3616 | 702.4783 | 8692.59 |  |  | 2858.7716 | 0 | 0 | 0 |  |  | 20 |  | 3432913.1735 | 3432913.1735
Solution 2 | stage0 | Pump DHW | Conversion | hub13 | 0 | 0 | 0 | 0 |  |  | 0 | 0 | 0 | 0 |  |  | 20 |  | 0 | 0
Solution 2 | stage0 | Pump DHW | Conversion | hub14 | 0 | 0 | 0 | 0 |  |  | 0 | 0 | 0 | 0 |  |  | 20 |  | 0 | 0
Solution 2 | stage0 | Pump DHW | Conversion | hub2 | 0 | 0 | 0 | 0 |  |  | 0 | 0 | 0 | 0 |  |  | 20 |  | 0 | 0
Solution 2 | stage0 | Pump DHW | Conversion | hub3 | 0 | 0 | 0 | 0 |  |  | 0 | 0 | 0 | 0 |  |  | 20 |  | 0 | 0
Solution 2 | stage0 | Pump DHW | Conversion | hub4 | 94.6748 | 9109.0353 | 553.952 | 6854.6992 |  |  | 2254.3361 | 0 | 0 | 0 |  |  | 20 |  | 355183.1137 | 355183.1137
Solution 2 | stage0 | Pump DHW | Conversion | hub5 | 55.1879 | 8899.1428 | 541.1877 | 6696.7517 |  |  | 2202.3911 | 0 | 0 | 0 |  |  | 20 |  | 207044.0729 | 207044.0729
Solution 2 | stage0 | Pump DHW | Conversion | hub6 | 0 | 0 | 0 | 0 |  |  | 0 | 0 | 0 | 0 |  |  | 20 |  | 0 | 0
Solution 2 | stage0 | Pump DHW | Conversion | hub7 | 43.6957 | 8838.056 | 537.4728 | 6650.7829 |  |  | 2187.2732 | 0 | 0 | 0 |  |  | 20 |  | 163930.0345 | 163930.0345
Solution 2 | stage0 | Pump DHW | Conversion | hub8 | 43.6957 | 8838.056 | 537.4728 | 6650.7829 |  |  | 2187.2732 | 0 | 0 | 0 |  |  | 20 |  | 163930.0345 | 163930.0345
Solution 2 | stage0 | Pump DHW | Conversion | hub9 | 71.4402 | 8985.5316 | 546.4413 | 6761.7607 |  |  | 2223.7709 | 0 | 0 | 0 |  |  | 20 |  | 268016.2273 | 268016.2273
Solution 2 | stage0 | Pump SH | Conversion | hub1 | 2304.5377 | 203386.154 | 12368.6165 | 153051.434 |  |  | 50334.7201 | 0 | 0 | 0 |  |  | 20 |  | 769002.1133 | 769002.1133
Solution 2 | stage0 | Pump SH | Conversion | hub10 | 135.9123 | 93876.5701 | 5708.9594 | 70643.6666 |  |  | 23232.9034 | 0 | 0 | 0 |  |  | 20 |  | 51886.8029 | 51886.8029
Solution 2 | stage0 | Pump SH | Conversion | hub11 | 218.5355 | 98048.8117 | 5962.6879 | 73783.3473 |  |  | 24265.4645 | 0 | 0 | 0 |  |  | 20 |  | 358025.5897 | 358025.5897
Solution 2 | stage0 | Pump SH | Conversion | hub12 | 2153.8699 | 195777.846 | 11905.929 | 147326.0568 |  |  | 48451.7893 | 0 | 0 | 0 |  |  | 20 |  | 7345736.8519 | 7345736.8519
Solution 2 | stage0 | Pump SH | Conversion | hub13 | 140.401 | 94103.2358 | 5722.7437 | 70814.2363 |  |  | 23288.9995 | 0 | 0 | 0 |  |  | 20 |  | 72255.5737 | 72255.5737
Solution 2 | stage0 | Pump SH | Conversion | hub14 | 142.1925 | 94193.7038 | 5728.2454 | 70882.315 |  |  | 23311.3888 | 0 | 0 | 0 |  |  | 20 |  | 133678.2323 | 133678.2323
Solution 2 | stage0 | Pump SH | Conversion | hub2 | 279.8181 | 101143.4144 | 6150.8814 | 76112.0868 |  |  | 25031.3276 | 0 | 0 | 0 |  |  | 20 |  | 85065.6119 | 85065.6119
Solution 2 | stage0 | Pump SH | Conversion | hub3 | 58.7399 | 89979.5802 | 5471.9699 | 67711.1175 |  |  | 22268.4627 | 0 | 0 | 0 |  |  | 20 |  | 44423.1764 | 44423.1764
Solution 2 | stage0 | Pump SH | Conversion | hub4 | 273.5294 | 100825.8515 | 6131.5693 | 75873.1155 |  |  | 24952.736 | 0 | 0 | 0 |  |  | 20 |  | 263452.5887 | 263452.5887
Solution 2 | stage0 | Pump SH | Conversion | hub5 | 136.167 | 93889.4307 | 5709.7415 | 70653.3444 |  |  | 23236.0862 | 0 | 0 | 0 |  |  | 20 |  | 116315.6149 | 116315.6149
Solution 2 | stage0 | Pump SH | Conversion | hub6 | 115.1239 | 92826.813 | 5645.12 | 69853.7071 |  |  | 22973.1059 | 0 | 0 | 0 |  |  | 20 |  | 65178.3222 | 65178.3222
Solution 2 | stage0 | Pump SH | Conversion | hub7 | 104.0534 | 92267.7852 | 5611.1236 | 69433.0295 |  |  | 22834.7557 | 0 | 0 | 0 |  |  | 20 |  | 100816.5425 | 100816.5425
Solution 2 | stage0 | Pump SH | Conversion | hub8 | 100.9653 | 92111.8452 | 5601.6404 | 69315.682 |  |  | 22796.1631 | 0 | 0 | 0 |  |  | 20 |  | 97713.9951 | 97713.9951
Solution 2 | stage0 | Pump SH | Conversion | hub9 | 674.3585 | 121066.6146 | 7362.4802 | 91104.6234 |  |  | 29961.9912 | 0 | 0 | 0 |  |  | 20 |  | 577006.576 | 577006.576
Solution 2 | stage0 | Gas Boiler (Linearized cost) | Conversion | hub1 | 0 | 0 | 0 | 0 |  |  | 0 | 0 | 0 | 0 |  |  | 20 |  | 0 | 0
Solution 2 | stage0 | Gas Boiler (Linearized cost) | Conversion | hub10 | 0 | 0 | 0 | 0 |  |  | 0 | 0 | 0 | 0 |  |  | 20 |  | 0 | 0
Solution 2 | stage0 | Gas Boiler (Linearized cost) | Conversion | hub11 | 0 | 0 | 0 | 0 |  |  | 0 | 0 | 0 | 0 |  |  | 20 |  | 0 | 0
Solution 2 | stage0 | Gas Boiler (Linearized cost) | Conversion | hub12 | 0 | 0 | 0 | 0 |  |  | 0 | 0 | 0 | 0 |  |  | 20 |  | 0 | 0
Solution 2 | stage0 | Gas Boiler (Linearized cost) | Conversion | hub13 | 0 | 0 | 0 | 0 |  |  | 0 | 0 | 0 | 0 |  |  | 20 |  | 0 | 0
Solution 2 | stage0 | Gas Boiler (Linearized cost) | Conversion | hub14 | 0 | 0 | 0 | 0 |  |  | 0 | 0 | 0 | 0 |  |  | 20 |  | 0 | 0
Solution 2 | stage0 | Gas Boiler (Linearized cost) | Conversion | hub2 | 0 | 0 | 0 | 0 |  |  | 0 | 0 | 0 | 0 |  |  | 20 |  | 0 | 0
Solution 2 | stage0 | Gas Boiler (Linearized cost) | Conversion | hub3 | 0 | 0 | 0 | 0 |  |  | 0 | 0 | 0 | 0 |  |  | 20 |  | 0 | 0
Solution 2 | stage0 | Gas Boiler (Linearized cost) | Conversion | hub4 | 0 | 0 | 0 | 0 |  |  | 0 | 0 | 0 | 0 |  |  | 20 |  | 0 | 0
Solution 2 | stage0 | Gas Boiler (Linearized cost) | Conversion | hub5 | 0 | 0 | 0 | 0 |  |  | 0 | 0 | 0 | 0 |  |  | 20 |  | 0 | 0
Solution 2 | stage0 | Gas Boiler (Linearized cost) | Conversion | hub6 | 0 | 0 | 0 | 0 |  |  | 0 | 0 | 0 | 0 |  |  | 20 |  | 0 | 0
Solution 2 | stage0 | Gas Boiler (Linearized cost) | Conversion | hub7 | 0 | 0 | 0 | 0 |  |  | 0 | 0 | 0 | 0 |  |  | 20 |  | 0 | 0
Solution 2 | stage0 | Gas Boiler (Linearized cost) | Conversion | hub8 | 0 | 0 | 0 | 0 |  |  | 0 | 0 | 0 | 0 |  |  | 20 |  | 0 | 0
Solution 2 | stage0 | Gas Boiler (Linearized cost) | Conversion | hub9 | 0 | 0 | 0 | 0 |  |  | 0 | 0 | 0 | 0 |  |  | 20 |  | 0 | 0
Solution 2 | stage0 | A2W HP | Conversion | hub1 | 3504.5356 | 9638370.0898 | 586142.6709 | 7253032.392 |  |  | 2385337.6979 | 0 | 0 | 0 |  |  | 20 |  | 609008.1327 | 3525084.4936
Solution 2 | stage0 | A2W HP | Conversion | hub10 | 53.0015 | 171512.7029 | 10430.2816 | 129066.1365 |  |  | 42446.5664 | 0 | 0 | 0 |  |  | 20 |  | 10072.7979 | 50093.025
Solution 2 | stage0 | A2W HP | Conversion | hub11 | 324.5422 | 916293.6352 | 55722.9899 | 689526.0666 |  |  | 226767.5686 | 0 | 0 | 0 |  |  | 20 |  | 122826.146 | 714510.1555
Solution 2 | stage0 | A2W HP | Conversion | hub12 | 5693.6049 | 15642543.102 | 951277.2293 | 11771271.5691 |  |  | 3871271.5328 | 0 | 0 | 0 |  |  | 20 |  | 1988796.6106 | 11306171.2937
Solution 2 | stage0 | A2W HP | Conversion | hub13 | 199.4844 | 573285.4856 | 34863.4761 | 431406.7792 |  |  | 141878.7064 | 0 | 0 | 0 |  |  | 20 |  | 17759.1913 | 87071.8675
Solution 2 | stage0 | A2W HP | Conversion | hub14 | 136.0558 | 399313.771 | 24283.6536 | 300490.1958 |  |  | 98823.5752 | 0 | 0 | 0 |  |  | 20 |  | 12793.7817 | 63967.0117
Solution 2 | stage0 | A2W HP | Conversion | hub2 | 428.7181 | 1202026.9028 | 73099.4196 | 904545.0611 |  |  | 297481.8417 | 0 | 0 | 0 |  |  | 20 |  | 52287.8353 | 280476.7079
Solution 2 | stage0 | A2W HP | Conversion | hub3 | 128.4605 | 378481.4018 | 23016.765 | 284813.4946 |  |  | 93667.9073 | 0 | 0 | 0 |  |  | 20 |  | 29807.1416 | 161334.1543
Solution 2 | stage0 | A2W HP | Conversion | hub4 | 910.054 | 2522233.82 | 153385.7752 | 1898022.5314 |  |  | 624211.2886 | 0 | 0 | 0 |  |  | 20 |  | 171036.9728 | 982809.5714
Solution 2 | stage0 | A2W HP | Conversion | hub5 | 463.515 | 1297467.9992 | 78903.5233 | 976366.0596 |  |  | 321101.9396 | 0 | 0 | 0 |  |  | 20 |  | 88922.614 | 511222.3294
Solution 2 | stage0 | A2W HP | Conversion | hub6 | 155.4868 | 452609.1268 | 27524.7288 | 340595.8297 |  |  | 112013.2971 | 0 | 0 | 0 |  |  | 20 |  | 8830.8708 | 42635.8955
Solution 2 | stage0 | A2W HP | Conversion | hub7 | 321.6484 | 908356.6403 | 55240.3137 | 683553.3471 |  |  | 224803.2932 | 0 | 0 | 0 |  |  | 20 |  | 61577.8214 | 353997.716
Solution 2 | stage0 | A2W HP | Conversion | hub8 | 325.0713 | 917744.9066 | 55811.2467 | 690618.1722 |  |  | 227126.7343 | 0 | 0 | 0 |  |  | 20 |  | 63638.7782 | 373450.5186
Solution 2 | stage0 | A2W HP | Conversion | hub9 | 1321.5028 | 3650754.2666 | 222015.0126 | 2747252.7724 |  |  | 903501.4942 | 0 | 0 | 0 |  |  | 20 |  | 359386.0801 | 2053384.8352
Solution 2 | stage0 | rooftop to pv | Conversion | plant | 711.1506 | 2559457.5488 | 155649.4791 | 2489027.0328 |  |  | 409288.8113 | 0 | 338858.2954 | 0 |  |  | 25 |  | 8694089.2632 | 938961.6404
Solution 2 | stage0 | parking to pv | Conversion | plant | 1202.4421 | 4945867.5045 | 300775.3346 | 4809768.3532 |  |  | 790905.1794 | 0 | 654806.0281 | 0 |  |  | 25 |  | 1587634.2173 | 1587634.2173
Solution 2 | stage0 | Generic Hot Water Storage hub1 | Storage | hub1 | 0.1 | 14939.92 | 908.5483 | 13804.9 |  |  | 1135.02 | 0 | 0 | 0 |  |  | 20 |  | 0 | 0
Solution 2 | stage0 | Generic Hot Water Storage hub2 | Storage | hub2 | 0.1 | 14939.92 | 908.5483 | 13804.9 |  |  | 1135.02 | 0 | 0 | 0 |  |  | 20 |  | 0 | 0
Solution 2 | stage0 | Generic Hot Water Storage hub3 | Storage | hub3 | 0.1 | 14939.92 | 908.5483 | 13804.9 |  |  | 1135.02 | 0 | 0 | 0 |  |  | 20 |  | 0 | 0
Solution 2 | stage0 | Generic Hot Water Storage hub4 | Storage | hub4 | 234.8661 | 27389.2645 | 1665.636 | 25308.4391 |  |  | 2080.8253 | 0 | 0 | 0 |  |  | 20 |  | 126101.6994 | 123592.2756
Solution 2 | stage0 | Generic Hot Water Storage hub5 | Storage | hub5 | 136.9085 | 22194.6968 | 1349.7364 | 20508.5147 |  |  | 1686.1821 | 0 | 0 | 0 |  |  | 20 |  | 73507.4447 | 72044.6465
Solution 2 | stage0 | Generic Hot Water Storage hub6 | Storage | hub6 | 0.1 | 14939.92 | 908.5483 | 13804.9 |  |  | 1135.02 | 0 | 0 | 0 |  |  | 20 |  | 0 | 0
Solution 2 | stage0 | Generic Hot Water Storage hub7 | Storage | hub7 | 108.3991 | 20682.8812 | 1257.7977 | 19111.5553 |  |  | 1571.326 | 0 | 0 | 0 |  |  | 20 |  | 58200.5389 | 57042.3482
Solution 2 | stage0 | Generic Hot Water Storage hub8 | Storage | hub8 | 108.3991 | 20682.8812 | 1257.7977 | 19111.5553 |  |  | 1571.326 | 0 | 0 | 0 |  |  | 20 |  | 58200.5389 | 57042.3482
Solution 2 | stage0 | Generic Hot Water Storage hub10 | Storage | hub10 | 0.1 | 14939.92 | 908.5483 | 13804.9 |  |  | 1135.02 | 0 | 0 | 0 |  |  | 20 |  | 0 | 0
Solution 2 | stage0 | Generic Hot Water Storage hub11 | Storage | hub11 | 105.8782 | 20549.2036 | 1249.6683 | 18988.0334 |  |  | 1561.1702 | 0 | 0 | 0 |  |  | 20 |  | 44061.7231 | 43184.8948
Solution 2 | stage0 | Generic Hot Water Storage hub13 | Storage | hub13 | 0.1 | 14939.92 | 908.5483 | 13804.9 |  |  | 1135.02 | 0 | 0 | 0 |  |  | 20 |  | 0 | 0
Solution 2 | stage0 | Generic Hot Water Storage hub14 | Storage | hub14 | 0.1 | 14939.92 | 908.5483 | 13804.9 |  |  | 1135.02 | 0 | 0 | 0 |  |  | 20 |  | 0 | 0
Solution 2 | stage0 | battery | Storage | plant | 0.1 | 98.0774 | 5.9644 | 75.7 |  |  | 0 | 56.7303 | 34.3529 | 0 |  |  | 15 |  | 51.7849 | 51.7849
Solution 2 | stage0 | Generic Hot Water Storage hub12 | Storage | hub12 | 1905.5227 | 115982.0324 | 7053.2691 | 107170.611 |  |  | 8811.4214 | 0 | 0 | 0 |  |  | 20 |  | 993103.3704 | 973340.6133
Solution 2 | stage0 | Generic Hot Water Storage hub9 | Storage | hub9 | 177.2265 | 24332.7102 | 1479.7564 | 22484.0983 |  |  | 1848.6119 | 0 | 0 | 0 |  |  | 20 |  | 95154.5627 | 93260.9869
Solution 2 | stage0 | pv_loop | Network | hub13_to_hub14_pv_loop | 20.4852 | 0 | 0 | 0 |  |  | 0 | 0 | 0 | 0 |  |  | 20 | 423 | 24665.0522 | 0
Solution 2 | stage0 | pv_loop | Network | hub2_to_hub3_pv_loop | 1526.0488 | 0 | 0 | 0 |  |  | 0 | 0 | 0 | 0 |  |  | 20 | 121 | 2082503.5189 | 0
Solution 2 | stage0 | pv_loop | Network | hub12_to_hub13_pv_loop | 20.4852 | 0 | 0 | 0 |  |  | 0 | 0 | 0 | 0 |  |  | 20 | 316 | 28641.3099 | 0
Solution 2 | stage0 | pv_loop | Network | plant_to_hub1_pv_loop | 1913.4927 | 0 | 0 | 0 |  |  | 0 | 0 | 0 | 0 |  |  | 20 | 104 | 2526595.8577 | 0
Solution 2 | stage0 | pv_loop | Network | hub1_to_hub2_pv_loop | 1551.2496 | 0 | 0 | 0 |  |  | 0 | 0 | 0 | 0 |  |  | 20 | 528 | 2115675.7502 | 0
Solution 2 | stage0 | pv_loop | Network | hub3_to_hub4_pv_loop | 1489.9593 | 0 | 0 | 0 |  |  | 0 | 0 | 0 | 0 |  |  | 20 | 499 | 2021634.5501 | 0
Solution 2 | stage0 | pv_loop | Network | hub4_to_hub5_pv_loop | 1332.5084 | 0 | 0 | 0 |  |  | 0 | 0 | 0 | 0 |  |  | 20 | 132 | 1976508.3098 | 0
Solution 2 | stage0 | pv_loop | Network | hub5_to_hub6_pv_loop | 1279.7515 | 0 | 0 | 0 |  |  | 0 | 0 | 0 | 0 |  |  | 20 | 350 | 1969701.351 | 0
Solution 2 | stage0 | pv_loop | Network | hub6_to_hub7_pv_loop | 1264.9348 | 0 | 0 | 0 |  |  | 0 | 0 | 0 | 0 |  |  | 20 | 161 | 1900465.7088 | 0
Solution 2 | stage0 | pv_loop | Network | hub7_to_hub8_pv_loop | 1230.1666 | 0 | 0 | 0 |  |  | 0 | 0 | 0 | 0 |  |  | 20 | 199 | 1869600.8519 | 0
Solution 2 | stage0 | pv_loop | Network | hub8_to_hub9_pv_loop | 1194.6486 | 0 | 0 | 0 |  |  | 0 | 0 | 0 | 0 |  |  | 20 | 1395 | 1841352.1554 | 0
Solution 2 | stage0 | pv_loop | Network | hub9_to_hub10_pv_loop | 976.3762 | 0 | 0 | 0 |  |  | 0 | 0 | 0 | 0 |  |  | 20 | 837 | 1722802.7166 | 0
Solution 2 | stage0 | pv_loop | Network | hub10_to_hub11_pv_loop | 974.1452 | 0 | 0 | 0 |  |  | 0 | 0 | 0 | 0 |  |  | 20 | 159 | 1690980.1359 | 0
Solution 2 | stage0 | pv_loop | Network | hub11_to_hub12_pv_loop | 935.7842 | 0 | 0 | 0 |  |  | 0 | 0 | 0 | 0 |  |  | 20 | 653 | 1603196.722 | 0
Solution 3 | stage0 | Gas | Import | hub10 | 0 | 0 | 0 |  | 0 |  | 0 |  |  |  | 0 |  |  |  | 0
Solution 3 | stage0 | Gas | Import | hub8 | 0 | 0 | 0 |  | 0 |  | 0 |  |  |  | 0 |  |  |  | 0
Solution 3 | stage0 | Gas | Import | hub11 | 0.1 | 0 | 0 |  | 0 |  | 0 |  |  |  | 0 |  |  |  | 0
Solution 3 | stage0 | Gas | Import | hub7 | 0.1 | 0 | 0 |  | 0 |  | 0 |  |  |  | 0 |  |  |  | 0
Solution 3 | stage0 | Gas | Import | hub14 | 0.1 | 0 | 0 |  | 0 |  | 0 |  |  |  | 0 |  |  |  | 0
Solution 3 | stage0 | Gas | Import | hub2 | 0 | 0 | 0 |  | 0 |  | 0 |  |  |  | 0 |  |  |  | 0
Solution 3 | stage0 | Gas | Import | hub3 | 0.1 | 0 | 0 |  | 0 |  | 0 |  |  |  | 0 |  |  |  | 0
Solution 3 | stage0 | Gas | Import | hub4 | 0 | 0 | 0 |  | 0 |  | 0 |  |  |  | 0 |  |  |  | 0
Solution 3 | stage0 | Gas | Import | hub6 | 0.1 | 0 | 0 |  | 0 |  | 0 |  |  |  | 0 |  |  |  | 0
Solution 3 | stage0 | Gas | Import | hub1 | 0.1 | 0 | 0 |  | 0 |  | 0 |  |  |  | 0 |  |  |  | 0
Solution 3 | stage0 | Gas | Import | hub13 | 0 | 0 | 0 |  | 0 |  | 0 |  |  |  | 0 |  |  |  | 0
Solution 3 | stage0 | Gas | Import | hub5 | 0 | 0 | 0 |  | 0 |  | 0 |  |  |  | 0 |  |  |  | 0
Solution 3 | stage0 | Gas | Import | hub9 | 0.1 | 0 | 0 |  | 0 |  | 0 |  |  |  | 0 |  |  |  | 0
Solution 3 | stage0 | Gas | Import | hub12 | 0 | 0 | 0 |  | 0 |  | 0 |  |  |  | 0 |  |  |  | 0
Solution 3 | stage0 | Heat ambient in | Import | hub10 | 87.3722 | 0 | 0 |  | 0 |  | 0 |  |  |  | 0 |  |  |  | 34169.7337
Solution 3 | stage0 | Heat ambient in | Import | hub8 | 79.4369 | 0 | 0 |  | 0 |  | 0 |  |  |  | 0 |  |  |  | 177468.437
Solution 3 | stage0 | Heat ambient in | Import | hub11 | 153.7383 | 0 | 0 |  | 0 |  | 0 |  |  |  | 0 |  |  |  | 350185.9849
Solution 3 | stage0 | Heat ambient in | Import | hub7 | 81.4666 | 0 | 0 |  | 0 |  | 0 |  |  |  | 0 |  |  |  | 179497.9717
Solution 3 | stage0 | Heat ambient in | Import | hub14 | 91.4095 | 0 | 0 |  | 0 |  | 0 |  |  |  | 0 |  |  |  | 88145.1578
Solution 3 | stage0 | Heat ambient in | Import | hub2 | 185.6996 | 0 | 0 |  | 0 |  | 0 |  |  |  | 0 |  |  |  | 55743.1494
Solution 3 | stage0 | Heat ambient in | Import | hub3 | 38.9824 | 0 | 0 |  | 0 |  | 0 |  |  |  | 0 |  |  |  | 29188.191
Solution 3 | stage0 | Heat ambient in | Import | hub4 | 208.1119 | 0 | 0 |  | 0 |  | 0 |  |  |  | 0 |  |  |  | 418531.8157
Solution 3 | stage0 | Heat ambient in | Import | hub6 | 74.0082 | 0 | 0 |  | 0 |  | 0 |  |  |  | 0 |  |  |  | 42836.8021
Solution 3 | stage0 | Heat ambient in | Import | hub1 | 1481.4885 | 0 | 0 |  | 0 |  | 0 |  |  |  | 0 |  |  |  | 507197.3641
Solution 3 | stage0 | Heat ambient in | Import | hub13 | 90.2578 | 0 | 0 |  | 0 |  | 0 |  |  |  | 0 |  |  |  | 47513.3618
Solution 3 | stage0 | Heat ambient in | Import | hub5 | 106.0126 | 0 | 0 |  | 0 |  | 0 |  |  |  | 0 |  |  |  | 219393.211
Solution 3 | stage0 | Heat ambient in | Import | hub9 | 447.534 | 0 | 0 |  | 0 |  | 0 |  |  |  | 0 |  |  |  | 564960.5526
Solution 3 | stage0 | Heat ambient in | Import | hub12 | 1853.1 | 0 | 0 |  | 0 |  | 0 |  |  |  | 0 |  |  |  | 7293752.2716
Solution 3 | stage0 | Electricity | Import | hub10 | 51.2217 | 150866.4238 | 9174.7098 |  | 150866.4238 |  | 0 |  |  |  | 273971.8104 |  |  |  | 62671.5476
Solution 3 | stage0 | Electricity | Import | hub8 | 207.0084 | 950696.6694 | 57815.1575 |  | 950696.6694 |  | 0 |  |  |  | 1789685.9579 |  |  |  | 366240.7696
Solution 3 | stage0 | Electricity | Import | hub11 | 218.4355 | 1420340.1512 | 86375.8044 |  | 1420340.1512 |  | 0 |  |  |  | 2578733.8301 |  |  |  | 578515.5947
Solution 3 | stage0 | Electricity | Import | hub7 | 211.4023 | 962461.9164 | 58530.643 |  | 962461.9164 |  | 0 |  |  |  | 1829274.3986 |  |  |  | 380457.5356
Solution 3 | stage0 | Electricity | Import | hub14 | 76.773 | 351475.7203 | 21374.456 |  | 351475.7203 |  | 0 |  |  |  | 600141.2415 |  |  |  | 141351.5413
Solution 3 | stage0 | Electricity | Import | hub2 | 255.3751 | 795414.0467 | 48371.8834 |  | 795414.0467 |  | 0 |  |  |  | 1320226.2298 |  |  |  | 321013.4368
Solution 3 | stage0 | Electricity | Import | hub3 | 113.3969 | 1026812.0355 | 62443.9966 |  | 1026812.0355 |  | 0 |  |  |  | 1740468.1686 |  |  |  | 410452.6842
Solution 3 | stage0 | Electricity | Import | hub4 | 581.6007 | 2906309.8964 | 176742.7718 |  | 2906309.8964 |  | 0 |  |  |  | 5214506.5188 |  |  |  | 1113137.8342
Solution 3 | stage0 | Electricity | Import | hub6 | 30.2902 | 36506.7126 | 2220.0996 |  | 36506.7126 |  | 0 |  |  |  | 65180.4366 |  |  |  | 14879.6429
Solution 3 | stage0 | Electricity | Import | hub1 | 2288.1971 | 8051688.6731 | 489651.078 |  | 8051688.6731 |  | 0 |  |  |  | 12373721.8318 |  |  |  | 3255498.5956
Solution 3 | stage0 | Electricity | Import | hub13 | 125.4388 | 258352.2025 | 15711.2923 |  | 258352.2025 |  | 0 |  |  |  | 465679.1081 |  |  |  | 113650.4078
Solution 3 | stage0 | Electricity | Import | hub5 | 333.2923 | 1726290.83 | 104981.725 |  | 1726290.83 |  | 0 |  |  |  | 3080924.7476 |  |  |  | 673335.48
Solution 3 | stage0 | Electricity | Import | hub9 | 919.1875 | 7184454.6858 | 436911.5753 |  | 7184454.6858 |  | 0 |  |  |  | 12358771.5271 |  |  |  | 2876566.9449
Solution 3 | stage0 | Electricity | Import | hub12 | 3456.9633 | 27595942.3395 | 1678204.8416 |  | 27595942.3395 |  | 0 |  |  |  | 52026109.4947 |  |  |  | 11166710.8412
Solution 3 | stage0 | Heat ambient out | Export | hub10 | 58.8906 | 0 | 0 |  |  | 0 | 0 |  |  |  |  | 0 |  |  |  | 55658.9166
Solution 3 | stage0 | Heat ambient out | Export | hub8 | 361.1903 | 0 | 0 |  |  | 0 | 0 |  |  |  |  | 0 |  |  |  | 414945.0206
Solution 3 | stage0 | Heat ambient out | Export | hub11 | 360.6024 | 0 | 0 |  |  | 0 | 0 |  |  |  |  | 0 |  |  |  | 793900.1728
Solution 3 | stage0 | Heat ambient out | Export | hub7 | 357.3871 | 0 | 0 |  |  | 0 | 0 |  |  |  |  | 0 |  |  |  | 393330.7955
Solution 3 | stage0 | Heat ambient out | Export | hub14 | 151.1731 | 0 | 0 |  |  | 0 | 0 |  |  |  |  | 0 |  |  |  | 71074.4574
Solution 3 | stage0 | Heat ambient out | Export | hub2 | 476.3534 | 0 | 0 |  |  | 0 | 0 |  |  |  |  | 0 |  |  |  | 311640.7865
Solution 3 | stage0 | Heat ambient out | Export | hub3 | 142.7339 | 0 | 0 |  |  | 0 | 0 |  |  |  |  | 0 |  |  |  | 179260.1714
Solution 3 | stage0 | Heat ambient out | Export | hub4 | 1011.1712 | 0 | 0 |  |  | 0 | 0 |  |  |  |  | 0 |  |  |  | 1092010.6349
Solution 3 | stage0 | Heat ambient out | Export | hub6 | 172.7632 | 0 | 0 |  |  | 0 | 0 |  |  |  |  | 0 |  |  |  | 47373.2172
Solution 3 | stage0 | Heat ambient out | Export | hub1 | 3893.9284 | 0 | 0 |  |  | 0 | 0 |  |  |  |  | 0 |  |  |  | 3916760.5485
Solution 3 | stage0 | Heat ambient out | Export | hub13 | 221.6493 | 0 | 0 |  |  | 0 | 0 |  |  |  |  | 0 |  |  |  | 96746.5194
Solution 3 | stage0 | Heat ambient out | Export | hub5 | 515.0167 | 0 | 0 |  |  | 0 | 0 |  |  |  |  | 0 |  |  |  | 568024.8104
Solution 3 | stage0 | Heat ambient out | Export | hub9 | 1468.3364 | 0 | 0 |  |  | 0 | 0 |  |  |  |  | 0 |  |  |  | 2281538.7057
Solution 3 | stage0 | Heat ambient out | Export | hub12 | 6326.2277 | 0 | 0 |  |  | 0 | 0 |  |  |  |  | 0 |  |  |  | 12562412.5486
Solution 3 | stage0 | export_electricity | Export | plant | 1076.2489 | -27042.398 | -1644.5419 |  |  | 27042.398 | 0 |  |  |  |  | 0 |  |  |  | 54818.0631
Solution 3 | stage0 | cooling tower a2w | Conversion | hub1 | 3893.9284 | 0 | 0 | 0 |  |  | 0 | 0 | 0 | 0 |  |  | 1 |  | 3916760.5485 | 3916760.5485
Solution 3 | stage0 | cooling tower a2w | Conversion | hub10 | 58.8906 | 0 | 0 | 0 |  |  | 0 | 0 | 0 | 0 |  |  | 1 |  | 55658.9166 | 55658.9166
Solution 3 | stage0 | cooling tower a2w | Conversion | hub11 | 360.6024 | 0 | 0 | 0 |  |  | 0 | 0 | 0 | 0 |  |  | 1 |  | 793900.1728 | 793900.1728
Solution 3 | stage0 | cooling tower a2w | Conversion | hub12 | 6326.2277 | 0 | 0 | 0 |  |  | 0 | 0 | 0 | 0 |  |  | 1 |  | 12562412.5486 | 12562412.5486
Solution 3 | stage0 | cooling tower a2w | Conversion | hub13 | 221.6493 | 0 | 0 | 0 |  |  | 0 | 0 | 0 | 0 |  |  | 1 |  | 96746.5194 | 96746.5194
Solution 3 | stage0 | cooling tower a2w | Conversion | hub14 | 151.1731 | 0 | 0 | 0 |  |  | 0 | 0 | 0 | 0 |  |  | 1 |  | 71074.4574 | 71074.4574
Solution 3 | stage0 | cooling tower a2w | Conversion | hub2 | 476.3534 | 0 | 0 | 0 |  |  | 0 | 0 | 0 | 0 |  |  | 1 |  | 311640.7865 | 311640.7865
Solution 3 | stage0 | cooling tower a2w | Conversion | hub3 | 142.7339 | 0 | 0 | 0 |  |  | 0 | 0 | 0 | 0 |  |  | 1 |  | 179260.1714 | 179260.1714
Solution 3 | stage0 | cooling tower a2w | Conversion | hub4 | 1011.1712 | 0 | 0 | 0 |  |  | 0 | 0 | 0 | 0 |  |  | 1 |  | 1092010.6349 | 1092010.6349
Solution 3 | stage0 | cooling tower a2w | Conversion | hub5 | 515.0167 | 0 | 0 | 0 |  |  | 0 | 0 | 0 | 0 |  |  | 1 |  | 568024.8104 | 568024.8104
Solution 3 | stage0 | cooling tower a2w | Conversion | hub6 | 172.7632 | 0 | 0 | 0 |  |  | 0 | 0 | 0 | 0 |  |  | 1 |  | 47373.2172 | 47373.2172
Solution 3 | stage0 | cooling tower a2w | Conversion | hub7 | 357.3871 | 0 | 0 | 0 |  |  | 0 | 0 | 0 | 0 |  |  | 1 |  | 393330.7955 | 393330.7955
Solution 3 | stage0 | cooling tower a2w | Conversion | hub8 | 361.1903 | 0 | 0 | 0 |  |  | 0 | 0 | 0 | 0 |  |  | 1 |  | 414945.0206 | 414945.0206
Solution 3 | stage0 | cooling tower a2w | Conversion | hub9 | 1468.3364 | 0 | 0 | 0 |  |  | 0 | 0 | 0 | 0 |  |  | 1 |  | 2281538.7057 | 2281538.7057
Solution 3 | stage0 | pv to hub | Conversion | hub1 | 902.8796 | 0 | 0 | 0 |  |  | 0 | 0 | 0 | 0 |  |  | 1 |  | 798597.5016 | 798597.5016
Solution 3 | stage0 | pv to hub | Conversion | hub10 | 18.9455 | 0 | 0 | 0 |  |  | 0 | 0 | 0 | 0 |  |  | 1 |  | 34548.2619 | 34548.2619
Solution 3 | stage0 | pv to hub | Conversion | hub11 | 142.189 | 0 | 0 | 0 |  |  | 0 | 0 | 0 | 0 |  |  | 1 |  | 194741.0506 | 194741.0506
Solution 3 | stage0 | pv to hub | Conversion | hub12 | 2210.2557 | 0 | 0 | 0 |  |  | 0 | 0 | 0 | 0 |  |  | 1 |  | 3336739.0292 | 3336739.0292
Solution 3 | stage0 | pv to hub | Conversion | hub13 | 14.6276 | 0 | 0 | 0 |  |  | 0 | 0 | 0 | 0 |  |  | 1 |  | 21346.1419 | 21346.1419
Solution 3 | stage0 | pv to hub | Conversion | hub14 | 20.8092 | 0 | 0 | 0 |  |  | 0 | 0 | 0 | 0 |  |  | 1 |  | 23983.1358 | 23983.1358
Solution 3 | stage0 | pv to hub | Conversion | hub2 | 69.9723 | 0 | 0 | 0 |  |  | 0 | 0 | 0 | 0 |  |  | 1 |  | 82480.371 | 82480.371
Solution 3 | stage0 | pv to hub | Conversion | hub3 | 57.4143 | 0 | 0 | 0 |  |  | 0 | 0 | 0 | 0 |  |  | 1 |  | 73454.4941 | 73454.4941
Solution 3 | stage0 | pv to hub | Conversion | hub4 | 195.8838 | 0 | 0 | 0 |  |  | 0 | 0 | 0 | 0 |  |  | 1 |  | 107576.6512 | 107576.6512
Solution 3 | stage0 | pv to hub | Conversion | hub5 | 108.3278 | 0 | 0 | 0 |  |  | 0 | 0 | 0 | 0 |  |  | 1 |  | 8619.1608 | 8619.1608
Solution 3 | stage0 | pv to hub | Conversion | hub6 | 107.3627 | 0 | 0 | 0 |  |  | 0 | 0 | 0 | 0 |  |  | 1 |  | 70337.1649 | 70337.1649
Solution 3 | stage0 | pv to hub | Conversion | hub7 | 79.776 | 0 | 0 | 0 |  |  | 0 | 0 | 0 | 0 |  |  | 1 |  | 73793.0388 | 73793.0388
Solution 3 | stage0 | pv to hub | Conversion | hub8 | 77.1471 | 0 | 0 | 0 |  |  | 0 | 0 | 0 | 0 |  |  | 1 |  | 97740.6174 | 97740.6174
Solution 3 | stage0 | pv to hub | Conversion | hub9 | 320.3922 | 0 | 0 | 0 |  |  | 0 | 0 | 0 | 0 |  |  | 1 |  | 127000.3718 | 127000.3718
Solution 3 | stage0 | Pump DHW gas | Conversion | hub1 | 0 | 0 | 0 | 0 |  |  | 0 | 0 | 0 | 0 |  |  | 20 |  | 0 | 0
Solution 3 | stage0 | Pump DHW gas | Conversion | hub10 | 0 | 0 | 0 | 0 |  |  | 0 | 0 | 0 | 0 |  |  | 20 |  | 0 | 0
Solution 3 | stage0 | Pump DHW gas | Conversion | hub11 | 0 | 0 | 0 | 0 |  |  | 0 | 0 | 0 | 0 |  |  | 20 |  | 0 | 0
Solution 3 | stage0 | Pump DHW gas | Conversion | hub12 | 0 | 0 | 0 | 0 |  |  | 0 | 0 | 0 | 0 |  |  | 20 |  | 0 | 0
Solution 3 | stage0 | Pump DHW gas | Conversion | hub13 | 0 | 0 | 0 | 0 |  |  | 0 | 0 | 0 | 0 |  |  | 20 |  | 0 | 0
Solution 3 | stage0 | Pump DHW gas | Conversion | hub14 | 0 | 0 | 0 | 0 |  |  | 0 | 0 | 0 | 0 |  |  | 20 |  | 0 | 0
Solution 3 | stage0 | Pump DHW gas | Conversion | hub2 | 0 | 0 | 0 | 0 |  |  | 0 | 0 | 0 | 0 |  |  | 20 |  | 0 | 0
Solution 3 | stage0 | Pump DHW gas | Conversion | hub3 | 0 | 0 | 0 | 0 |  |  | 0 | 0 | 0 | 0 |  |  | 20 |  | 0 | 0
Solution 3 | stage0 | Pump DHW gas | Conversion | hub4 | 0 | 0 | 0 | 0 |  |  | 0 | 0 | 0 | 0 |  |  | 20 |  | 0 | 0
Solution 3 | stage0 | Pump DHW gas | Conversion | hub5 | 0 | 0 | 0 | 0 |  |  | 0 | 0 | 0 | 0 |  |  | 20 |  | 0 | 0
Solution 3 | stage0 | Pump DHW gas | Conversion | hub6 | 0 | 0 | 0 | 0 |  |  | 0 | 0 | 0 | 0 |  |  | 20 |  | 0 | 0
Solution 3 | stage0 | Pump DHW gas | Conversion | hub7 | 0 | 0 | 0 | 0 |  |  | 0 | 0 | 0 | 0 |  |  | 20 |  | 0 | 0
Solution 3 | stage0 | Pump DHW gas | Conversion | hub8 | 0 | 0 | 0 | 0 |  |  | 0 | 0 | 0 | 0 |  |  | 20 |  | 0 | 0
Solution 3 | stage0 | Pump DHW gas | Conversion | hub9 | 0 | 0 | 0 | 0 |  |  | 0 | 0 | 0 | 0 |  |  | 20 |  | 0 | 0
Solution 3 | stage0 | Pump cooling | Conversion | hub1 | 2746.524 | 171158.67 | 10408.7516 | 128799.7209 |  |  | 42358.9491 | 0 | 0 | 0 |  |  | 20 |  | 2915759.2446 | 2915759.2446
Solution 3 | stage0 | Pump cooling | Conversion | hub10 | 43.5653 | 63401.8789 | 3855.6879 | 47710.9591 |  |  | 15690.9198 | 0 | 0 | 0 |  |  | 20 |  | 40014.3655 | 40014.3655
Solution 3 | stage0 | Pump cooling | Conversion | hub11 | 266.7618 | 72299.8815 | 4396.8062 | 54406.8527 |  |  | 17893.0287 | 0 | 0 | 0 |  |  | 20 |  | 591633.8046 | 591633.8046
Solution 3 | stage0 | Pump cooling | Conversion | hub12 | 4679.9342 | 248236.4561 | 15096.1187 | 186802.0256 |  |  | 61434.4304 | 0 | 0 | 0 |  |  | 20 |  | 9316550.8255 | 9316550.8255
Solution 3 | stage0 | Pump cooling | Conversion | hub13 | 151.9881 | 67724.2879 | 4118.5485 | 50963.6432 |  |  | 16760.6448 | 0 | 0 | 0 |  |  | 20 |  | 69301.0177 | 69301.0177
Solution 3 | stage0 | Pump cooling | Conversion | hub14 | 103.6616 | 65797.6909 | 4001.3855 | 49513.8471 |  |  | 16283.8437 | 0 | 0 | 0 |  |  | 20 |  | 51168.1812 | 51168.1812
Solution 3 | stage0 | Pump cooling | Conversion | hub2 | 326.6423 | 74687.0943 | 4541.9809 | 56203.2698 |  |  | 18483.8245 | 0 | 0 | 0 |  |  | 20 |  | 228162.4263 | 228162.4263
Solution 3 | stage0 | Pump cooling | Conversion | hub3 | 100.4378 | 65669.1709 | 3993.5697 | 49417.1337 |  |  | 16252.0372 | 0 | 0 | 0 |  |  | 20 |  | 131513.1682 | 131513.1682
Solution 3 | stage0 | Pump cooling | Conversion | hub4 | 748.031 | 91486.2748 | 5563.5973 | 68844.9301 |  |  | 22641.3448 | 0 | 0 | 0 |  |  | 20 |  | 811707.9697 | 811707.9697
Solution 3 | stage0 | Pump cooling | Conversion | hub5 | 380.9923 | 76853.8252 | 4673.7473 | 57833.7705 |  |  | 19020.0547 | 0 | 0 | 0 |  |  | 20 |  | 422265.8724 | 422265.8724
Solution 3 | stage0 | Pump cooling | Conversion | hub6 | 127.8045 | 66760.1774 | 4059.9176 | 50238.1341 |  |  | 16522.0433 | 0 | 0 | 0 |  |  | 20 |  | 33799.1385 | 33799.1385
Solution 3 | stage0 | Pump cooling | Conversion | hub7 | 264.3832 | 72205.0571 | 4391.0396 | 54335.4958 |  |  | 17869.5612 | 0 | 0 | 0 |  |  | 20 |  | 292396.6081 | 292396.6081
Solution 3 | stage0 | Pump cooling | Conversion | hub8 | 267.1967 | 72317.22 | 4397.8606 | 54419.9003 |  |  | 17897.3197 | 0 | 0 | 0 |  |  | 20 |  | 309788.5739 | 309788.5739
Solution 3 | stage0 | Pump cooling | Conversion | hub9 | 1086.2268 | 104968.8674 | 6383.5204 | 78990.8032 |  |  | 25978.0642 | 0 | 0 | 0 |  |  | 20 |  | 1693852.2018 | 1693852.2018
Solution 3 | stage0 | Pump DHW | Conversion | hub1 | 0 | 0 | 0 | 0 |  |  | 0 | 0 | 0 | 0 |  |  | 20 |  | 0 | 0
Solution 3 | stage0 | Pump DHW | Conversion | hub10 | 0 | 0 | 0 | 0 |  |  | 0 | 0 | 0 | 0 |  |  | 20 |  | 0 | 0
Solution 3 | stage0 | Pump DHW | Conversion | hub11 | 34.8297 | 8790.9289 | 534.6068 | 6615.3189 |  |  | 2175.61 | 0 | 0 | 0 |  |  | 20 |  | 157809.6407 | 157809.6407
Solution 3 | stage0 | Pump DHW | Conversion | hub12 | 554.1475 | 11551.3616 | 702.4783 | 8692.59 |  |  | 2858.7716 | 0 | 0 | 0 |  |  | 20 |  | 3432913.1735 | 3432913.1735
Solution 3 | stage0 | Pump DHW | Conversion | hub13 | 0 | 0 | 0 | 0 |  |  | 0 | 0 | 0 | 0 |  |  | 20 |  | 0 | 0
Solution 3 | stage0 | Pump DHW | Conversion | hub14 | 0 | 0 | 0 | 0 |  |  | 0 | 0 | 0 | 0 |  |  | 20 |  | 0 | 0
Solution 3 | stage0 | Pump DHW | Conversion | hub2 | 0 | 0 | 0 | 0 |  |  | 0 | 0 | 0 | 0 |  |  | 20 |  | 0 | 0
Solution 3 | stage0 | Pump DHW | Conversion | hub3 | 0 | 0 | 0 | 0 |  |  | 0 | 0 | 0 | 0 |  |  | 20 |  | 0 | 0
Solution 3 | stage0 | Pump DHW | Conversion | hub4 | 94.6748 | 9109.0353 | 553.952 | 6854.6992 |  |  | 2254.3361 | 0 | 0 | 0 |  |  | 20 |  | 355183.1137 | 355183.1137
Solution 3 | stage0 | Pump DHW | Conversion | hub5 | 55.1879 | 8899.1428 | 541.1877 | 6696.7517 |  |  | 2202.3911 | 0 | 0 | 0 |  |  | 20 |  | 207044.0729 | 207044.0729
Solution 3 | stage0 | Pump DHW | Conversion | hub6 | 0 | 0 | 0 | 0 |  |  | 0 | 0 | 0 | 0 |  |  | 20 |  | 0 | 0
Solution 3 | stage0 | Pump DHW | Conversion | hub7 | 43.6957 | 8838.056 | 537.4728 | 6650.7829 |  |  | 2187.2732 | 0 | 0 | 0 |  |  | 20 |  | 163930.0345 | 163930.0345
Solution 3 | stage0 | Pump DHW | Conversion | hub8 | 43.6957 | 8838.056 | 537.4728 | 6650.7829 |  |  | 2187.2732 | 0 | 0 | 0 |  |  | 20 |  | 163930.0345 | 163930.0345
Solution 3 | stage0 | Pump DHW | Conversion | hub9 | 71.4402 | 8985.5316 | 546.4413 | 6761.7607 |  |  | 2223.7709 | 0 | 0 | 0 |  |  | 20 |  | 268016.2273 | 268016.2273
Solution 3 | stage0 | Pump SH | Conversion | hub1 | 2304.5377 | 203386.154 | 12368.6165 | 153051.434 |  |  | 50334.7201 | 0 | 0 | 0 |  |  | 20 |  | 769002.1133 | 769002.1133
Solution 3 | stage0 | Pump SH | Conversion | hub10 | 135.9123 | 93876.5701 | 5708.9594 | 70643.6666 |  |  | 23232.9034 | 0 | 0 | 0 |  |  | 20 |  | 51886.8029 | 51886.8029
Solution 3 | stage0 | Pump SH | Conversion | hub11 | 218.5355 | 98048.8117 | 5962.6879 | 73783.3473 |  |  | 24265.4645 | 0 | 0 | 0 |  |  | 20 |  | 358025.5897 | 358025.5897
Solution 3 | stage0 | Pump SH | Conversion | hub12 | 2153.8699 | 195777.846 | 11905.929 | 147326.0568 |  |  | 48451.7893 | 0 | 0 | 0 |  |  | 20 |  | 7345736.8519 | 7345736.8519
Solution 3 | stage0 | Pump SH | Conversion | hub13 | 140.401 | 94103.2358 | 5722.7437 | 70814.2363 |  |  | 23288.9995 | 0 | 0 | 0 |  |  | 20 |  | 72255.5737 | 72255.5737
Solution 3 | stage0 | Pump SH | Conversion | hub14 | 142.1925 | 94193.7038 | 5728.2454 | 70882.315 |  |  | 23311.3888 | 0 | 0 | 0 |  |  | 20 |  | 133678.2323 | 133678.2323
Solution 3 | stage0 | Pump SH | Conversion | hub2 | 279.8181 | 101143.4144 | 6150.8814 | 76112.0868 |  |  | 25031.3276 | 0 | 0 | 0 |  |  | 20 |  | 85065.6119 | 85065.6119
Solution 3 | stage0 | Pump SH | Conversion | hub3 | 58.7399 | 89979.5802 | 5471.9699 | 67711.1175 |  |  | 22268.4627 | 0 | 0 | 0 |  |  | 20 |  | 44423.1764 | 44423.1764
Solution 3 | stage0 | Pump SH | Conversion | hub4 | 273.5294 | 100825.8515 | 6131.5693 | 75873.1155 |  |  | 24952.736 | 0 | 0 | 0 |  |  | 20 |  | 263452.5887 | 263452.5887
Solution 3 | stage0 | Pump SH | Conversion | hub5 | 136.167 | 93889.4307 | 5709.7415 | 70653.3444 |  |  | 23236.0862 | 0 | 0 | 0 |  |  | 20 |  | 116315.6149 | 116315.6149
Solution 3 | stage0 | Pump SH | Conversion | hub6 | 115.1239 | 92826.813 | 5645.12 | 69853.7071 |  |  | 22973.1059 | 0 | 0 | 0 |  |  | 20 |  | 65178.3222 | 65178.3222
Solution 3 | stage0 | Pump SH | Conversion | hub7 | 104.0534 | 92267.7852 | 5611.1236 | 69433.0295 |  |  | 22834.7557 | 0 | 0 | 0 |  |  | 20 |  | 100816.5425 | 100816.5425
Solution 3 | stage0 | Pump SH | Conversion | hub8 | 100.9653 | 92111.8452 | 5601.6404 | 69315.682 |  |  | 22796.1631 | 0 | 0 | 0 |  |  | 20 |  | 97713.9951 | 97713.9951
Solution 3 | stage0 | Pump SH | Conversion | hub9 | 674.3585 | 121066.6146 | 7362.4802 | 91104.6234 |  |  | 29961.9912 | 0 | 0 | 0 |  |  | 20 |  | 577006.576 | 577006.576
Solution 3 | stage0 | Gas Boiler (Linearized cost) | Conversion | hub1 | 0 | 0 | 0 | 0 |  |  | 0 | 0 | 0 | 0 |  |  | 20 |  | 0 | 0
Solution 3 | stage0 | Gas Boiler (Linearized cost) | Conversion | hub10 | 0 | 0 | 0 | 0 |  |  | 0 | 0 | 0 | 0 |  |  | 20 |  | 0 | 0
Solution 3 | stage0 | Gas Boiler (Linearized cost) | Conversion | hub11 | 0 | 0 | 0 | 0 |  |  | 0 | 0 | 0 | 0 |  |  | 20 |  | 0 | 0
Solution 3 | stage0 | Gas Boiler (Linearized cost) | Conversion | hub12 | 0 | 0 | 0 | 0 |  |  | 0 | 0 | 0 | 0 |  |  | 20 |  | 0 | 0
Solution 3 | stage0 | Gas Boiler (Linearized cost) | Conversion | hub13 | 0 | 0 | 0 | 0 |  |  | 0 | 0 | 0 | 0 |  |  | 20 |  | 0 | 0
Solution 3 | stage0 | Gas Boiler (Linearized cost) | Conversion | hub14 | 0 | 0 | 0 | 0 |  |  | 0 | 0 | 0 | 0 |  |  | 20 |  | 0 | 0
Solution 3 | stage0 | Gas Boiler (Linearized cost) | Conversion | hub2 | 0 | 0 | 0 | 0 |  |  | 0 | 0 | 0 | 0 |  |  | 20 |  | 0 | 0
Solution 3 | stage0 | Gas Boiler (Linearized cost) | Conversion | hub3 | 0 | 0 | 0 | 0 |  |  | 0 | 0 | 0 | 0 |  |  | 20 |  | 0 | 0
Solution 3 | stage0 | Gas Boiler (Linearized cost) | Conversion | hub4 | 0 | 0 | 0 | 0 |  |  | 0 | 0 | 0 | 0 |  |  | 20 |  | 0 | 0
Solution 3 | stage0 | Gas Boiler (Linearized cost) | Conversion | hub5 | 0 | 0 | 0 | 0 |  |  | 0 | 0 | 0 | 0 |  |  | 20 |  | 0 | 0
Solution 3 | stage0 | Gas Boiler (Linearized cost) | Conversion | hub6 | 0 | 0 | 0 | 0 |  |  | 0 | 0 | 0 | 0 |  |  | 20 |  | 0 | 0
Solution 3 | stage0 | Gas Boiler (Linearized cost) | Conversion | hub7 | 0 | 0 | 0 | 0 |  |  | 0 | 0 | 0 | 0 |  |  | 20 |  | 0 | 0
Solution 3 | stage0 | Gas Boiler (Linearized cost) | Conversion | hub8 | 0 | 0 | 0 | 0 |  |  | 0 | 0 | 0 | 0 |  |  | 20 |  | 0 | 0
Solution 3 | stage0 | Gas Boiler (Linearized cost) | Conversion | hub9 | 0 | 0 | 0 | 0 |  |  | 0 | 0 | 0 | 0 |  |  | 20 |  | 0 | 0
Solution 3 | stage0 | A2W HP | Conversion | hub1 | 3504.5356 | 9638370.0898 | 586142.6709 | 7253032.392 |  |  | 2385337.6979 | 0 | 0 | 0 |  |  | 20 |  | 609008.1327 | 3525084.4936
Solution 3 | stage0 | A2W HP | Conversion | hub10 | 53.0015 | 171512.7029 | 10430.2816 | 129066.1365 |  |  | 42446.5664 | 0 | 0 | 0 |  |  | 20 |  | 10072.7979 | 50093.025
Solution 3 | stage0 | A2W HP | Conversion | hub11 | 324.5422 | 916293.6352 | 55722.9899 | 689526.0666 |  |  | 226767.5686 | 0 | 0 | 0 |  |  | 20 |  | 122826.146 | 714510.1555
Solution 3 | stage0 | A2W HP | Conversion | hub12 | 5693.6049 | 15642543.102 | 951277.2293 | 11771271.5691 |  |  | 3871271.5328 | 0 | 0 | 0 |  |  | 20 |  | 1988796.6106 | 11306171.2937
Solution 3 | stage0 | A2W HP | Conversion | hub13 | 199.4844 | 573285.4856 | 34863.4761 | 431406.7792 |  |  | 141878.7064 | 0 | 0 | 0 |  |  | 20 |  | 17759.1913 | 87071.8675
Solution 3 | stage0 | A2W HP | Conversion | hub14 | 136.0558 | 399313.771 | 24283.6536 | 300490.1958 |  |  | 98823.5752 | 0 | 0 | 0 |  |  | 20 |  | 12793.7817 | 63967.0117
Solution 3 | stage0 | A2W HP | Conversion | hub2 | 428.7181 | 1202026.9028 | 73099.4196 | 904545.0611 |  |  | 297481.8417 | 0 | 0 | 0 |  |  | 20 |  | 52287.8353 | 280476.7079
Solution 3 | stage0 | A2W HP | Conversion | hub3 | 128.4605 | 378481.4018 | 23016.765 | 284813.4946 |  |  | 93667.9073 | 0 | 0 | 0 |  |  | 20 |  | 29807.1416 | 161334.1543
Solution 3 | stage0 | A2W HP | Conversion | hub4 | 910.054 | 2522233.82 | 153385.7752 | 1898022.5314 |  |  | 624211.2886 | 0 | 0 | 0 |  |  | 20 |  | 171036.9728 | 982809.5714
Solution 3 | stage0 | A2W HP | Conversion | hub5 | 463.515 | 1297467.9992 | 78903.5233 | 976366.0596 |  |  | 321101.9396 | 0 | 0 | 0 |  |  | 20 |  | 88922.614 | 511222.3294
Solution 3 | stage0 | A2W HP | Conversion | hub6 | 155.4868 | 452609.1268 | 27524.7288 | 340595.8297 |  |  | 112013.2971 | 0 | 0 | 0 |  |  | 20 |  | 8830.8708 | 42635.8955
Solution 3 | stage0 | A2W HP | Conversion | hub7 | 321.6484 | 908356.6403 | 55240.3137 | 683553.3471 |  |  | 224803.2932 | 0 | 0 | 0 |  |  | 20 |  | 61577.8214 | 353997.716
Solution 3 | stage0 | A2W HP | Conversion | hub8 | 325.0713 | 917744.9066 | 55811.2467 | 690618.1722 |  |  | 227126.7343 | 0 | 0 | 0 |  |  | 20 |  | 63638.7782 | 373450.5186
Solution 3 | stage0 | A2W HP | Conversion | hub9 | 1321.5028 | 3650754.2666 | 222015.0126 | 2747252.7724 |  |  | 903501.4942 | 0 | 0 | 0 |  |  | 20 |  | 359386.0801 | 2053384.8352
Solution 3 | stage0 | rooftop to pv | Conversion | plant | 711.1506 | 2559457.5488 | 155649.4791 | 2489027.0328 |  |  | 409288.8113 | 0 | 338858.2954 | 0 |  |  | 25 |  | 8694089.2632 | 938961.6404
Solution 3 | stage0 | parking to pv | Conversion | plant | 3155.8603 | 12980639.2648 | 789397.6366 | 12623441.2635 |  |  | 2075764.2249 | 0 | 1718566.2236 | 0 |  |  | 25 |  | 4166813.4136 | 4166813.4136
Solution 3 | stage0 | Generic Hot Water Storage hub1 | Storage | hub1 | 0.1 | 14939.92 | 908.5483 | 13804.9 |  |  | 1135.02 | 0 | 0 | 0 |  |  | 20 |  | 0 | 0
Solution 3 | stage0 | Generic Hot Water Storage hub2 | Storage | hub2 | 0.1 | 14939.92 | 908.5483 | 13804.9 |  |  | 1135.02 | 0 | 0 | 0 |  |  | 20 |  | 0 | 0
Solution 3 | stage0 | Generic Hot Water Storage hub3 | Storage | hub3 | 0.1 | 14939.92 | 908.5483 | 13804.9 |  |  | 1135.02 | 0 | 0 | 0 |  |  | 20 |  | 0 | 0
Solution 3 | stage0 | Generic Hot Water Storage hub4 | Storage | hub4 | 236.3403 | 27467.4376 | 1670.39 | 25380.6733 |  |  | 2086.7643 | 0 | 0 | 0 |  |  | 20 |  | 126336.8458 | 123822.7426
Solution 3 | stage0 | Generic Hot Water Storage hub5 | Storage | hub5 | 137.768 | 22240.2769 | 1352.5083 | 20550.632 |  |  | 1689.6449 | 0 | 0 | 0 |  |  | 20 |  | 73444.9169 | 71983.363
Solution 3 | stage0 | Generic Hot Water Storage hub6 | Storage | hub6 | 0.1 | 14939.92 | 908.5483 | 13804.9 |  |  | 1135.02 | 0 | 0 | 0 |  |  | 20 |  | 0 | 0
Solution 3 | stage0 | Generic Hot Water Storage hub7 | Storage | hub7 | 109.0796 | 20718.9706 | 1259.9924 | 19144.9028 |  |  | 1574.0678 | 0 | 0 | 0 |  |  | 20 |  | 58309.0856 | 57148.7348
Solution 3 | stage0 | Generic Hot Water Storage hub8 | Storage | hub8 | 109.0796 | 20718.9706 | 1259.9924 | 19144.9028 |  |  | 1574.0678 | 0 | 0 | 0 |  |  | 20 |  | 58309.0856 | 57148.7348
Solution 3 | stage0 | Generic Hot Water Storage hub10 | Storage | hub10 | 0.1 | 14939.92 | 908.5483 | 13804.9 |  |  | 1135.02 | 0 | 0 | 0 |  |  | 20 |  | 0 | 0
Solution 3 | stage0 | Generic Hot Water Storage hub11 | Storage | hub11 | 132.2567 | 21948.0186 | 1334.735 | 20280.5772 |  |  | 1667.4414 | 0 | 0 | 0 |  |  | 20 |  | 47019.6036 | 45963.722
Solution 3 | stage0 | Generic Hot Water Storage hub13 | Storage | hub13 | 0.1 | 14939.92 | 908.5483 | 13804.9 |  |  | 1135.02 | 0 | 0 | 0 |  |  | 20 |  | 0 | 0
Solution 3 | stage0 | Generic Hot Water Storage hub14 | Storage | hub14 | 0.1 | 14939.92 | 908.5483 | 13804.9 |  |  | 1135.02 | 0 | 0 | 0 |  |  | 20 |  | 0 | 0
Solution 3 | stage0 | battery | Storage | plant | 0.1 | 98.0774 | 5.9644 | 75.7 |  |  | 0 | 56.7303 | 34.3529 | 0 |  |  | 15 |  | 43.4111 | 43.4111
Solution 3 | stage0 | Generic Hot Water Storage hub12 | Storage | hub12 | 1946.7365 | 118167.5484 | 7186.1779 | 109190.0884 |  |  | 8977.46 | 0 | 0 | 0 |  |  | 20 |  | 998354.7717 | 978487.5117
Solution 3 | stage0 | Generic Hot Water Storage hub9 | Storage | hub9 | 178.3393 | 24391.7231 | 1483.3452 | 22538.6279 |  |  | 1853.0952 | 0 | 0 | 0 |  |  | 20 |  | 95332.0427 | 93434.9351
Solution 3 | stage0 | pv_loop | Network | hub13_to_hub14_pv_loop | 20.8092 | 0 | 0 | 0 |  |  | 0 | 0 | 0 | 0 |  |  | 20 | 423 | 23983.1358 | 0
Solution 3 | stage0 | pv_loop | Network | hub2_to_hub3_pv_loop | 3133.8176 | 0 | 0 | 0 |  |  | 0 | 0 | 0 | 0 |  |  | 20 | 121 | 4169879.1183 | 0
Solution 3 | stage0 | pv_loop | Network | hub12_to_hub13_pv_loop | 24.7485 | 0 | 0 | 0 |  |  | 0 | 0 | 0 | 0 |  |  | 20 | 316 | 45329.2778 | 0
Solution 3 | stage0 | pv_loop | Network | plant_to_hub1_pv_loop | 3866.9109 | 0 | 0 | 0 |  |  | 0 | 0 | 0 | 0 |  |  | 20 | 104 | 5050956.9909 | 0
Solution 3 | stage0 | pv_loop | Network | hub1_to_hub2_pv_loop | 3159.0184 | 0 | 0 | 0 |  |  | 0 | 0 | 0 | 0 |  |  | 20 | 528 | 4252359.4893 | 0
Solution 3 | stage0 | pv_loop | Network | hub3_to_hub4_pv_loop | 3097.7281 | 0 | 0 | 0 |  |  | 0 | 0 | 0 | 0 |  |  | 20 | 499 | 4096424.6242 | 0
Solution 3 | stage0 | pv_loop | Network | hub4_to_hub5_pv_loop | 2901.8443 | 0 | 0 | 0 |  |  | 0 | 0 | 0 | 0 |  |  | 20 | 132 | 3988847.973 | 0
Solution 3 | stage0 | pv_loop | Network | hub5_to_hub6_pv_loop | 2793.5166 | 0 | 0 | 0 |  |  | 0 | 0 | 0 | 0 |  |  | 20 | 350 | 3980228.8123 | 0
Solution 3 | stage0 | pv_loop | Network | hub6_to_hub7_pv_loop | 2791.5112 | 0 | 0 | 0 |  |  | 0 | 0 | 0 | 0 |  |  | 20 | 161 | 3909891.6474 | 0
Solution 3 | stage0 | pv_loop | Network | hub7_to_hub8_pv_loop | 2711.7352 | 0 | 0 | 0 |  |  | 0 | 0 | 0 | 0 |  |  | 20 | 199 | 3836098.6085 | 0
Solution 3 | stage0 | pv_loop | Network | hub8_to_hub9_pv_loop | 2634.5882 | 0 | 0 | 0 |  |  | 0 | 0 | 0 | 0 |  |  | 20 | 1395 | 3738357.9912 | 0
Solution 3 | stage0 | pv_loop | Network | hub9_to_hub10_pv_loop | 2314.196 | 0 | 0 | 0 |  |  | 0 | 0 | 0 | 0 |  |  | 20 | 837 | 3611357.6194 | 0
Solution 3 | stage0 | pv_loop | Network | hub10_to_hub11_pv_loop | 2313.3632 | 0 | 0 | 0 |  |  | 0 | 0 | 0 | 0 |  |  | 20 | 159 | 3576809.3575 | 0
Solution 3 | stage0 | pv_loop | Network | hub11_to_hub12_pv_loop | 2210.9201 | 0 | 0 | 0 |  |  | 0 | 0 | 0 | 0 |  |  | 20 | 653 | 3382068.3069 | 0
Solution 4 | stage0 | Gas | Import | hub10 | 0 | 0 | 0 |  | 0 |  | 0 |  |  |  | 0 |  |  |  | 0
Solution 4 | stage0 | Gas | Import | hub8 | 0 | 0 | 0 |  | 0 |  | 0 |  |  |  | 0 |  |  |  | 0
Solution 4 | stage0 | Gas | Import | hub11 | 0.1 | 0 | 0 |  | 0 |  | 0 |  |  |  | 0 |  |  |  | 0
Solution 4 | stage0 | Gas | Import | hub7 | 0.1 | 0 | 0 |  | 0 |  | 0 |  |  |  | 0 |  |  |  | 0
Solution 4 | stage0 | Gas | Import | hub14 | 0.1 | 0 | 0 |  | 0 |  | 0 |  |  |  | 0 |  |  |  | 0
Solution 4 | stage0 | Gas | Import | hub2 | 0 | 0 | 0 |  | 0 |  | 0 |  |  |  | 0 |  |  |  | 0
Solution 4 | stage0 | Gas | Import | hub3 | 0.1 | 0 | 0 |  | 0 |  | 0 |  |  |  | 0 |  |  |  | 0
Solution 4 | stage0 | Gas | Import | hub4 | 0 | 0 | 0 |  | 0 |  | 0 |  |  |  | 0 |  |  |  | 0
Solution 4 | stage0 | Gas | Import | hub6 | 0.1 | 0 | 0 |  | 0 |  | 0 |  |  |  | 0 |  |  |  | 0
Solution 4 | stage0 | Gas | Import | hub1 | 0.1 | 0 | 0 |  | 0 |  | 0 |  |  |  | 0 |  |  |  | 0
Solution 4 | stage0 | Gas | Import | hub13 | 0 | 0 | 0 |  | 0 |  | 0 |  |  |  | 0 |  |  |  | 0
Solution 4 | stage0 | Gas | Import | hub5 | 0 | 0 | 0 |  | 0 |  | 0 |  |  |  | 0 |  |  |  | 0
Solution 4 | stage0 | Gas | Import | hub9 | 0.1 | 0 | 0 |  | 0 |  | 0 |  |  |  | 0 |  |  |  | 0
Solution 4 | stage0 | Gas | Import | hub12 | 0.1 | 0 | 0 |  | 0 |  | 0 |  |  |  | 0 |  |  |  | 0
Solution 4 | stage0 | Heat ambient in | Import | hub10 | 87.3722 | 0 | 0 |  | 0 |  | 0 |  |  |  | 0 |  |  |  | 34169.7337
Solution 4 | stage0 | Heat ambient in | Import | hub8 | 81.7743 | 0 | 0 |  | 0 |  | 0 |  |  |  | 0 |  |  |  | 176708.4184
Solution 4 | stage0 | Heat ambient in | Import | hub11 | 165.5743 | 0 | 0 |  | 0 |  | 0 |  |  |  | 0 |  |  |  | 349462.1384
Solution 4 | stage0 | Heat ambient in | Import | hub7 | 82.979 | 0 | 0 |  | 0 |  | 0 |  |  |  | 0 |  |  |  | 178739.9696
Solution 4 | stage0 | Heat ambient in | Import | hub14 | 91.4095 | 0 | 0 |  | 0 |  | 0 |  |  |  | 0 |  |  |  | 88145.1578
Solution 4 | stage0 | Heat ambient in | Import | hub2 | 185.6996 | 0 | 0 |  | 0 |  | 0 |  |  |  | 0 |  |  |  | 55743.1494
Solution 4 | stage0 | Heat ambient in | Import | hub3 | 38.9824 | 0 | 0 |  | 0 |  | 0 |  |  |  | 0 |  |  |  | 29188.191
Solution 4 | stage0 | Heat ambient in | Import | hub4 | 213.1681 | 0 | 0 |  | 0 |  | 0 |  |  |  | 0 |  |  |  | 416878.7201
Solution 4 | stage0 | Heat ambient in | Import | hub6 | 74.0082 | 0 | 0 |  | 0 |  | 0 |  |  |  | 0 |  |  |  | 42836.8021
Solution 4 | stage0 | Heat ambient in | Import | hub1 | 1481.4885 | 0 | 0 |  | 0 |  | 0 |  |  |  | 0 |  |  |  | 507197.3641
Solution 4 | stage0 | Heat ambient in | Import | hub13 | 90.2578 | 0 | 0 |  | 0 |  | 0 |  |  |  | 0 |  |  |  | 47513.3618
Solution 4 | stage0 | Heat ambient in | Import | hub5 | 106.0126 | 0 | 0 |  | 0 |  | 0 |  |  |  | 0 |  |  |  | 218440.8639
Solution 4 | stage0 | Heat ambient in | Import | hub9 | 479.9004 | 0 | 0 |  | 0 |  | 0 |  |  |  | 0 |  |  |  | 563723.3949
Solution 4 | stage0 | Heat ambient in | Import | hub12 | 1782.9714 | 0 | 0 |  | 0 |  | 0 |  |  |  | 0 |  |  |  | 7280554.3186
Solution 4 | stage0 | Electricity | Import | hub10 | 51.2217 | 123157.2202 | 7489.6172 |  | 123157.2202 |  | 0 |  |  |  | 228318.4654 |  |  |  | 52554.4266
Solution 4 | stage0 | Electricity | Import | hub8 | 191.4621 | 810298.6682 | 49277.0688 |  | 810298.6682 |  | 0 |  |  |  | 1566240.1865 |  |  |  | 317136.2621
Solution 4 | stage0 | Electricity | Import | hub11 | 208.1682 | 1258824.7742 | 76553.4949 |  | 1258824.7742 |  | 0 |  |  |  | 2333269.8363 |  |  |  | 539716.0124
Solution 4 | stage0 | Electricity | Import | hub7 | 192.3319 | 773199.8016 | 47020.9582 |  | 773199.8016 |  | 0 |  |  |  | 1538603.2993 |  |  |  | 322373.4805
Solution 4 | stage0 | Electricity | Import | hub14 | 65.607 | 278848.9178 | 16957.7686 |  | 278848.9178 |  | 0 |  |  |  | 496608.6559 |  |  |  | 116022.4922
Solution 4 | stage0 | Electricity | Import | hub2 | 255.3751 | 656125.5653 | 39901.2683 |  | 656125.5653 |  | 0 |  |  |  | 1161197.6047 |  |  |  | 283576.1689
Solution 4 | stage0 | Electricity | Import | hub3 | 108.5151 | 629765.4399 | 38298.2178 |  | 629765.4399 |  | 0 |  |  |  | 1205352.383 |  |  |  | 272953.9519
Solution 4 | stage0 | Electricity | Import | hub4 | 517.9885 | 2610167.6308 | 158733.3348 |  | 2610167.6308 |  | 0 |  |  |  | 4811434.992 |  |  |  | 1046769.1653
Solution 4 | stage0 | Electricity | Import | hub6 | 30.2902 | 37010.7057 | 2250.7492 |  | 37010.7057 |  | 0 |  |  |  | 66612.1099 |  |  |  | 15133.0058
Solution 4 | stage0 | Electricity | Import | hub1 | 2288.1971 | 6328753.6748 | 384873.4328 |  | 6328753.6748 |  | 0 |  |  |  | 10213962.1428 |  |  |  | 2663746.2096
Solution 4 | stage0 | Electricity | Import | hub13 | 125.4388 | 257946.1271 | 15686.5975 |  | 257946.1271 |  | 0 |  |  |  | 467353.2457 |  |  |  | 115416.4269
Solution 4 | stage0 | Electricity | Import | hub5 | 304.2468 | 1435382.7323 | 87290.5959 |  | 1435382.7323 |  | 0 |  |  |  | 2681812.8744 |  |  |  | 575936.4785
Solution 4 | stage0 | Electricity | Import | hub9 | 841.5834 | 6269444.4493 | 381266.6333 |  | 6269444.4493 |  | 0 |  |  |  | 11181013.1459 |  |  |  | 2579925.2999
Solution 4 | stage0 | Electricity | Import | hub12 | 3457.6577 | 22757205.0726 | 1383944.4678 |  | 22757205.0726 |  | 0 |  |  |  | 45635425.6514 |  |  |  | 10068439.6064
Solution 4 | stage0 | Heat ambient out | Export | hub10 | 58.8906 | 0 | 0 |  |  | 0 | 0 |  |  |  |  | 0 |  |  |  | 55658.9166
Solution 4 | stage0 | Heat ambient out | Export | hub8 | 361.1903 | 0 | 0 |  |  | 0 | 0 |  |  |  |  | 0 |  |  |  | 414945.0206
Solution 4 | stage0 | Heat ambient out | Export | hub11 | 360.6024 | 0 | 0 |  |  | 0 | 0 |  |  |  |  | 0 |  |  |  | 793900.1728
Solution 4 | stage0 | Heat ambient out | Export | hub7 | 357.3871 | 0 | 0 |  |  | 0 | 0 |  |  |  |  | 0 |  |  |  | 393330.7955
Solution 4 | stage0 | Heat ambient out | Export | hub14 | 151.1731 | 0 | 0 |  |  | 0 | 0 |  |  |  |  | 0 |  |  |  | 71074.4574
Solution 4 | stage0 | Heat ambient out | Export | hub2 | 476.3534 | 0 | 0 |  |  | 0 | 0 |  |  |  |  | 0 |  |  |  | 311640.7865
Solution 4 | stage0 | Heat ambient out | Export | hub3 | 142.7339 | 0 | 0 |  |  | 0 | 0 |  |  |  |  | 0 |  |  |  | 179260.1714
Solution 4 | stage0 | Heat ambient out | Export | hub4 | 1011.1712 | 0 | 0 |  |  | 0 | 0 |  |  |  |  | 0 |  |  |  | 1092010.6349
Solution 4 | stage0 | Heat ambient out | Export | hub6 | 172.7632 | 0 | 0 |  |  | 0 | 0 |  |  |  |  | 0 |  |  |  | 47373.2172
Solution 4 | stage0 | Heat ambient out | Export | hub1 | 3893.9284 | 0 | 0 |  |  | 0 | 0 |  |  |  |  | 0 |  |  |  | 3916760.5485
Solution 4 | stage0 | Heat ambient out | Export | hub13 | 221.6493 | 0 | 0 |  |  | 0 | 0 |  |  |  |  | 0 |  |  |  | 96746.5194
Solution 4 | stage0 | Heat ambient out | Export | hub5 | 515.0167 | 0 | 0 |  |  | 0 | 0 |  |  |  |  | 0 |  |  |  | 568024.8104
Solution 4 | stage0 | Heat ambient out | Export | hub9 | 1468.3364 | 0 | 0 |  |  | 0 | 0 |  |  |  |  | 0 |  |  |  | 2281538.7057
Solution 4 | stage0 | Heat ambient out | Export | hub12 | 6326.2277 | 0 | 0 |  |  | 0 | 0 |  |  |  |  | 0 |  |  |  | 12562412.5486
Solution 4 | stage0 | export_electricity | Export | plant | 1040.7873 | -25417.1127 | -1545.7027 |  |  | 25417.1127 | 0 |  |  |  |  | 0 |  |  |  | 51523.4221
Solution 4 | stage0 | cooling tower a2w | Conversion | hub1 | 3893.9284 | 0 | 0 | 0 |  |  | 0 | 0 | 0 | 0 |  |  | 1 |  | 3916760.5485 | 3916760.5485
Solution 4 | stage0 | cooling tower a2w | Conversion | hub10 | 58.8906 | 0 | 0 | 0 |  |  | 0 | 0 | 0 | 0 |  |  | 1 |  | 55658.9166 | 55658.9166
Solution 4 | stage0 | cooling tower a2w | Conversion | hub11 | 360.6024 | 0 | 0 | 0 |  |  | 0 | 0 | 0 | 0 |  |  | 1 |  | 793900.1728 | 793900.1728
Solution 4 | stage0 | cooling tower a2w | Conversion | hub12 | 6326.2277 | 0 | 0 | 0 |  |  | 0 | 0 | 0 | 0 |  |  | 1 |  | 12562412.5486 | 12562412.5486
Solution 4 | stage0 | cooling tower a2w | Conversion | hub13 | 221.6493 | 0 | 0 | 0 |  |  | 0 | 0 | 0 | 0 |  |  | 1 |  | 96746.5194 | 96746.5194
Solution 4 | stage0 | cooling tower a2w | Conversion | hub14 | 151.1731 | 0 | 0 | 0 |  |  | 0 | 0 | 0 | 0 |  |  | 1 |  | 71074.4574 | 71074.4574
Solution 4 | stage0 | cooling tower a2w | Conversion | hub2 | 476.3534 | 0 | 0 | 0 |  |  | 0 | 0 | 0 | 0 |  |  | 1 |  | 311640.7865 | 311640.7865
Solution 4 | stage0 | cooling tower a2w | Conversion | hub3 | 142.7339 | 0 | 0 | 0 |  |  | 0 | 0 | 0 | 0 |  |  | 1 |  | 179260.1714 | 179260.1714
Solution 4 | stage0 | cooling tower a2w | Conversion | hub4 | 1011.1712 | 0 | 0 | 0 |  |  | 0 | 0 | 0 | 0 |  |  | 1 |  | 1092010.6349 | 1092010.6349
Solution 4 | stage0 | cooling tower a2w | Conversion | hub5 | 515.0167 | 0 | 0 | 0 |  |  | 0 | 0 | 0 | 0 |  |  | 1 |  | 568024.8104 | 568024.8104
Solution 4 | stage0 | cooling tower a2w | Conversion | hub6 | 172.7632 | 0 | 0 | 0 |  |  | 0 | 0 | 0 | 0 |  |  | 1 |  | 47373.2172 | 47373.2172
Solution 4 | stage0 | cooling tower a2w | Conversion | hub7 | 357.3871 | 0 | 0 | 0 |  |  | 0 | 0 | 0 | 0 |  |  | 1 |  | 393330.7955 | 393330.7955
Solution 4 | stage0 | cooling tower a2w | Conversion | hub8 | 361.1903 | 0 | 0 | 0 |  |  | 0 | 0 | 0 | 0 |  |  | 1 |  | 414945.0206 | 414945.0206
Solution 4 | stage0 | cooling tower a2w | Conversion | hub9 | 1468.3364 | 0 | 0 | 0 |  |  | 0 | 0 | 0 | 0 |  |  | 1 |  | 2281538.7057 | 2281538.7057
Solution 4 | stage0 | pv to hub | Conversion | hub1 | 1010.5521 | 0 | 0 | 0 |  |  | 0 | 0 | 0 | 0 |  |  | 1 |  | 1390349.8875 | 1390349.8875
Solution 4 | stage0 | pv to hub | Conversion | hub10 | 24.373 | 0 | 0 | 0 |  |  | 0 | 0 | 0 | 0 |  |  | 1 |  | 44665.3828 | 44665.3828
Solution 4 | stage0 | pv to hub | Conversion | hub11 | 133.5337 | 0 | 0 | 0 |  |  | 0 | 0 | 0 | 0 |  |  | 1 |  | 233211.0815 | 233211.0815
Solution 4 | stage0 | pv to hub | Conversion | hub12 | 1613.0244 | 0 | 0 | 0 |  |  | 0 | 0 | 0 | 0 |  |  | 1 |  | 4428883.1768 | 4428883.1768
Solution 4 | stage0 | pv to hub | Conversion | hub13 | 14.6276 | 0 | 0 | 0 |  |  | 0 | 0 | 0 | 0 |  |  | 1 |  | 19580.1227 | 19580.1227
Solution 4 | stage0 | pv to hub | Conversion | hub14 | 33.5138 | 0 | 0 | 0 |  |  | 0 | 0 | 0 | 0 |  |  | 1 |  | 49312.1849 | 49312.1849
Solution 4 | stage0 | pv to hub | Conversion | hub2 | 90.8933 | 0 | 0 | 0 |  |  | 0 | 0 | 0 | 0 |  |  | 1 |  | 119917.639 | 119917.639
Solution 4 | stage0 | pv to hub | Conversion | hub3 | 60.0128 | 0 | 0 | 0 |  |  | 0 | 0 | 0 | 0 |  |  | 1 |  | 210953.2264 | 210953.2264
Solution 4 | stage0 | pv to hub | Conversion | hub4 | 203.0914 | 0 | 0 | 0 |  |  | 0 | 0 | 0 | 0 |  |  | 1 |  | 173172.8857 | 173172.8857
Solution 4 | stage0 | pv to hub | Conversion | hub5 | 119.4587 | 0 | 0 | 0 |  |  | 0 | 0 | 0 | 0 |  |  | 1 |  | 105573.1073 | 105573.1073
Solution 4 | stage0 | pv to hub | Conversion | hub6 | 107.3627 | 0 | 0 | 0 |  |  | 0 | 0 | 0 | 0 |  |  | 1 |  | 70083.802 | 70083.802
Solution 4 | stage0 | pv to hub | Conversion | hub7 | 72.4693 | 0 | 0 | 0 |  |  | 0 | 0 | 0 | 0 |  |  | 1 |  | 131523.0172 | 131523.0172
Solution 4 | stage0 | pv to hub | Conversion | hub8 | 72.4218 | 0 | 0 | 0 |  |  | 0 | 0 | 0 | 0 |  |  | 1 |  | 146490.0529 | 146490.0529
Solution 4 | stage0 | pv to hub | Conversion | hub9 | 356.3377 | 0 | 0 | 0 |  |  | 0 | 0 | 0 | 0 |  |  | 1 |  | 423064.1739 | 423064.1739
Solution 4 | stage0 | Pump DHW gas | Conversion | hub1 | 0 | 0 | 0 | 0 |  |  | 0 | 0 | 0 | 0 |  |  | 20 |  | 0 | 0
Solution 4 | stage0 | Pump DHW gas | Conversion | hub10 | 0 | 0 | 0 | 0 |  |  | 0 | 0 | 0 | 0 |  |  | 20 |  | 0 | 0
Solution 4 | stage0 | Pump DHW gas | Conversion | hub11 | 0 | 0 | 0 | 0 |  |  | 0 | 0 | 0 | 0 |  |  | 20 |  | 0 | 0
Solution 4 | stage0 | Pump DHW gas | Conversion | hub12 | 0 | 0 | 0 | 0 |  |  | 0 | 0 | 0 | 0 |  |  | 20 |  | 0 | 0
Solution 4 | stage0 | Pump DHW gas | Conversion | hub13 | 0 | 0 | 0 | 0 |  |  | 0 | 0 | 0 | 0 |  |  | 20 |  | 0 | 0
Solution 4 | stage0 | Pump DHW gas | Conversion | hub14 | 0 | 0 | 0 | 0 |  |  | 0 | 0 | 0 | 0 |  |  | 20 |  | 0 | 0
Solution 4 | stage0 | Pump DHW gas | Conversion | hub2 | 0 | 0 | 0 | 0 |  |  | 0 | 0 | 0 | 0 |  |  | 20 |  | 0 | 0
Solution 4 | stage0 | Pump DHW gas | Conversion | hub3 | 0 | 0 | 0 | 0 |  |  | 0 | 0 | 0 | 0 |  |  | 20 |  | 0 | 0
Solution 4 | stage0 | Pump DHW gas | Conversion | hub4 | 0 | 0 | 0 | 0 |  |  | 0 | 0 | 0 | 0 |  |  | 20 |  | 0 | 0
Solution 4 | stage0 | Pump DHW gas | Conversion | hub5 | 0 | 0 | 0 | 0 |  |  | 0 | 0 | 0 | 0 |  |  | 20 |  | 0 | 0
Solution 4 | stage0 | Pump DHW gas | Conversion | hub6 | 0 | 0 | 0 | 0 |  |  | 0 | 0 | 0 | 0 |  |  | 20 |  | 0 | 0
Solution 4 | stage0 | Pump DHW gas | Conversion | hub7 | 0 | 0 | 0 | 0 |  |  | 0 | 0 | 0 | 0 |  |  | 20 |  | 0 | 0
Solution 4 | stage0 | Pump DHW gas | Conversion | hub8 | 0 | 0 | 0 | 0 |  |  | 0 | 0 | 0 | 0 |  |  | 20 |  | 0 | 0
Solution 4 | stage0 | Pump DHW gas | Conversion | hub9 | 0 | 0 | 0 | 0 |  |  | 0 | 0 | 0 | 0 |  |  | 20 |  | 0 | 0
Solution 4 | stage0 | Pump cooling | Conversion | hub1 | 2746.524 | 171158.67 | 10408.7516 | 128799.7209 |  |  | 42358.9491 | 0 | 0 | 0 |  |  | 20 |  | 2915759.2446 | 2915759.2446
Solution 4 | stage0 | Pump cooling | Conversion | hub10 | 43.5653 | 63401.8789 | 3855.6879 | 47710.9591 |  |  | 15690.9198 | 0 | 0 | 0 |  |  | 20 |  | 40014.3655 | 40014.3655
Solution 4 | stage0 | Pump cooling | Conversion | hub11 | 266.7618 | 72299.8815 | 4396.8062 | 54406.8527 |  |  | 17893.0287 | 0 | 0 | 0 |  |  | 20 |  | 591633.8046 | 591633.8046
Solution 4 | stage0 | Pump cooling | Conversion | hub12 | 4679.9342 | 248236.4561 | 15096.1187 | 186802.0256 |  |  | 61434.4304 | 0 | 0 | 0 |  |  | 20 |  | 9316550.8255 | 9316550.8255
Solution 4 | stage0 | Pump cooling | Conversion | hub13 | 151.9881 | 67724.2879 | 4118.5485 | 50963.6432 |  |  | 16760.6448 | 0 | 0 | 0 |  |  | 20 |  | 69301.0177 | 69301.0177
Solution 4 | stage0 | Pump cooling | Conversion | hub14 | 103.6616 | 65797.6909 | 4001.3855 | 49513.8471 |  |  | 16283.8437 | 0 | 0 | 0 |  |  | 20 |  | 51168.1812 | 51168.1812
Solution 4 | stage0 | Pump cooling | Conversion | hub2 | 326.6423 | 74687.0943 | 4541.9809 | 56203.2698 |  |  | 18483.8245 | 0 | 0 | 0 |  |  | 20 |  | 228162.4263 | 228162.4263
Solution 4 | stage0 | Pump cooling | Conversion | hub3 | 100.4378 | 65669.1709 | 3993.5697 | 49417.1337 |  |  | 16252.0372 | 0 | 0 | 0 |  |  | 20 |  | 131513.1682 | 131513.1682
Solution 4 | stage0 | Pump cooling | Conversion | hub4 | 748.031 | 91486.2748 | 5563.5973 | 68844.9301 |  |  | 22641.3448 | 0 | 0 | 0 |  |  | 20 |  | 811707.9697 | 811707.9697
Solution 4 | stage0 | Pump cooling | Conversion | hub5 | 380.9923 | 76853.8252 | 4673.7473 | 57833.7705 |  |  | 19020.0547 | 0 | 0 | 0 |  |  | 20 |  | 422265.8724 | 422265.8724
Solution 4 | stage0 | Pump cooling | Conversion | hub6 | 127.8045 | 66760.1774 | 4059.9176 | 50238.1341 |  |  | 16522.0433 | 0 | 0 | 0 |  |  | 20 |  | 33799.1385 | 33799.1385
Solution 4 | stage0 | Pump cooling | Conversion | hub7 | 264.3832 | 72205.0571 | 4391.0396 | 54335.4958 |  |  | 17869.5612 | 0 | 0 | 0 |  |  | 20 |  | 292396.6081 | 292396.6081
Solution 4 | stage0 | Pump cooling | Conversion | hub8 | 267.1967 | 72317.22 | 4397.8606 | 54419.9003 |  |  | 17897.3197 | 0 | 0 | 0 |  |  | 20 |  | 309788.5739 | 309788.5739
Solution 4 | stage0 | Pump cooling | Conversion | hub9 | 1086.2268 | 104968.8674 | 6383.5204 | 78990.8032 |  |  | 25978.0642 | 0 | 0 | 0 |  |  | 20 |  | 1693852.2018 | 1693852.2018
Solution 4 | stage0 | Pump DHW | Conversion | hub1 | 0 | 0 | 0 | 0 |  |  | 0 | 0 | 0 | 0 |  |  | 20 |  | 0 | 0
Solution 4 | stage0 | Pump DHW | Conversion | hub10 | 0 | 0 | 0 | 0 |  |  | 0 | 0 | 0 | 0 |  |  | 20 |  | 0 | 0
Solution 4 | stage0 | Pump DHW | Conversion | hub11 | 34.8297 | 8790.9289 | 534.6068 | 6615.3189 |  |  | 2175.61 | 0 | 0 | 0 |  |  | 20 |  | 157809.6407 | 157809.6407
Solution 4 | stage0 | Pump DHW | Conversion | hub12 | 554.1475 | 11551.3616 | 702.4783 | 8692.59 |  |  | 2858.7716 | 0 | 0 | 0 |  |  | 20 |  | 3432913.1735 | 3432913.1735
Solution 4 | stage0 | Pump DHW | Conversion | hub13 | 0 | 0 | 0 | 0 |  |  | 0 | 0 | 0 | 0 |  |  | 20 |  | 0 | 0
Solution 4 | stage0 | Pump DHW | Conversion | hub14 | 0 | 0 | 0 | 0 |  |  | 0 | 0 | 0 | 0 |  |  | 20 |  | 0 | 0
Solution 4 | stage0 | Pump DHW | Conversion | hub2 | 0 | 0 | 0 | 0 |  |  | 0 | 0 | 0 | 0 |  |  | 20 |  | 0 | 0
Solution 4 | stage0 | Pump DHW | Conversion | hub3 | 0 | 0 | 0 | 0 |  |  | 0 | 0 | 0 | 0 |  |  | 20 |  | 0 | 0
Solution 4 | stage0 | Pump DHW | Conversion | hub4 | 94.6748 | 9109.0353 | 553.952 | 6854.6992 |  |  | 2254.3361 | 0 | 0 | 0 |  |  | 20 |  | 355183.1137 | 355183.1137
Solution 4 | stage0 | Pump DHW | Conversion | hub5 | 55.1879 | 8899.1428 | 541.1877 | 6696.7517 |  |  | 2202.3911 | 0 | 0 | 0 |  |  | 20 |  | 207044.0729 | 207044.0729
Solution 4 | stage0 | Pump DHW | Conversion | hub6 | 0 | 0 | 0 | 0 |  |  | 0 | 0 | 0 | 0 |  |  | 20 |  | 0 | 0
Solution 4 | stage0 | Pump DHW | Conversion | hub7 | 43.6957 | 8838.056 | 537.4728 | 6650.7829 |  |  | 2187.2732 | 0 | 0 | 0 |  |  | 20 |  | 163930.0345 | 163930.0345
Solution 4 | stage0 | Pump DHW | Conversion | hub8 | 43.6957 | 8838.056 | 537.4728 | 6650.7829 |  |  | 2187.2732 | 0 | 0 | 0 |  |  | 20 |  | 163930.0345 | 163930.0345
Solution 4 | stage0 | Pump DHW | Conversion | hub9 | 71.4402 | 8985.5316 | 546.4413 | 6761.7607 |  |  | 2223.7709 | 0 | 0 | 0 |  |  | 20 |  | 268016.2273 | 268016.2273
Solution 4 | stage0 | Pump SH | Conversion | hub1 | 2304.5377 | 203386.154 | 12368.6165 | 153051.434 |  |  | 50334.7201 | 0 | 0 | 0 |  |  | 20 |  | 769002.1133 | 769002.1133
Solution 4 | stage0 | Pump SH | Conversion | hub10 | 135.9123 | 93876.5701 | 5708.9594 | 70643.6666 |  |  | 23232.9034 | 0 | 0 | 0 |  |  | 20 |  | 51886.8029 | 51886.8029
Solution 4 | stage0 | Pump SH | Conversion | hub11 | 218.5355 | 98048.8117 | 5962.6879 | 73783.3473 |  |  | 24265.4645 | 0 | 0 | 0 |  |  | 20 |  | 358025.5897 | 358025.5897
Solution 4 | stage0 | Pump SH | Conversion | hub12 | 2153.8699 | 195777.846 | 11905.929 | 147326.0568 |  |  | 48451.7893 | 0 | 0 | 0 |  |  | 20 |  | 7345736.8519 | 7345736.8519
Solution 4 | stage0 | Pump SH | Conversion | hub13 | 140.401 | 94103.2358 | 5722.7437 | 70814.2363 |  |  | 23288.9995 | 0 | 0 | 0 |  |  | 20 |  | 72255.5737 | 72255.5737
Solution 4 | stage0 | Pump SH | Conversion | hub14 | 142.1925 | 94193.7038 | 5728.2454 | 70882.315 |  |  | 23311.3888 | 0 | 0 | 0 |  |  | 20 |  | 133678.2323 | 133678.2323
Solution 4 | stage0 | Pump SH | Conversion | hub2 | 279.8181 | 101143.4144 | 6150.8814 | 76112.0868 |  |  | 25031.3276 | 0 | 0 | 0 |  |  | 20 |  | 85065.6119 | 85065.6119
Solution 4 | stage0 | Pump SH | Conversion | hub3 | 58.7399 | 89979.5802 | 5471.9699 | 67711.1175 |  |  | 22268.4627 | 0 | 0 | 0 |  |  | 20 |  | 44423.1764 | 44423.1764
Solution 4 | stage0 | Pump SH | Conversion | hub4 | 273.5294 | 100825.8515 | 6131.5693 | 75873.1155 |  |  | 24952.736 | 0 | 0 | 0 |  |  | 20 |  | 263452.5887 | 263452.5887
Solution 4 | stage0 | Pump SH | Conversion | hub5 | 136.167 | 93889.4307 | 5709.7415 | 70653.3444 |  |  | 23236.0862 | 0 | 0 | 0 |  |  | 20 |  | 116315.6149 | 116315.6149
Solution 4 | stage0 | Pump SH | Conversion | hub6 | 115.1239 | 92826.813 | 5645.12 | 69853.7071 |  |  | 22973.1059 | 0 | 0 | 0 |  |  | 20 |  | 65178.3222 | 65178.3222
Solution 4 | stage0 | Pump SH | Conversion | hub7 | 104.0534 | 92267.7852 | 5611.1236 | 69433.0295 |  |  | 22834.7557 | 0 | 0 | 0 |  |  | 20 |  | 100816.5425 | 100816.5425
Solution 4 | stage0 | Pump SH | Conversion | hub8 | 100.9653 | 92111.8452 | 5601.6404 | 69315.682 |  |  | 22796.1631 | 0 | 0 | 0 |  |  | 20 |  | 97713.9951 | 97713.9951
Solution 4 | stage0 | Pump SH | Conversion | hub9 | 674.3585 | 121066.6146 | 7362.4802 | 91104.6234 |  |  | 29961.9912 | 0 | 0 | 0 |  |  | 20 |  | 577006.576 | 577006.576
Solution 4 | stage0 | Gas Boiler (Linearized cost) | Conversion | hub1 | 0 | 0 | 0 | 0 |  |  | 0 | 0 | 0 | 0 |  |  | 20 |  | 0 | 0
Solution 4 | stage0 | Gas Boiler (Linearized cost) | Conversion | hub10 | 0 | 0 | 0 | 0 |  |  | 0 | 0 | 0 | 0 |  |  | 20 |  | 0 | 0
Solution 4 | stage0 | Gas Boiler (Linearized cost) | Conversion | hub11 | 0 | 0 | 0 | 0 |  |  | 0 | 0 | 0 | 0 |  |  | 20 |  | 0 | 0
Solution 4 | stage0 | Gas Boiler (Linearized cost) | Conversion | hub12 | 0 | 0 | 0 | 0 |  |  | 0 | 0 | 0 | 0 |  |  | 20 |  | 0 | 0
Solution 4 | stage0 | Gas Boiler (Linearized cost) | Conversion | hub13 | 0 | 0 | 0 | 0 |  |  | 0 | 0 | 0 | 0 |  |  | 20 |  | 0 | 0
Solution 4 | stage0 | Gas Boiler (Linearized cost) | Conversion | hub14 | 0 | 0 | 0 | 0 |  |  | 0 | 0 | 0 | 0 |  |  | 20 |  | 0 | 0
Solution 4 | stage0 | Gas Boiler (Linearized cost) | Conversion | hub2 | 0 | 0 | 0 | 0 |  |  | 0 | 0 | 0 | 0 |  |  | 20 |  | 0 | 0
Solution 4 | stage0 | Gas Boiler (Linearized cost) | Conversion | hub3 | 0 | 0 | 0 | 0 |  |  | 0 | 0 | 0 | 0 |  |  | 20 |  | 0 | 0
Solution 4 | stage0 | Gas Boiler (Linearized cost) | Conversion | hub4 | 0 | 0 | 0 | 0 |  |  | 0 | 0 | 0 | 0 |  |  | 20 |  | 0 | 0
Solution 4 | stage0 | Gas Boiler (Linearized cost) | Conversion | hub5 | 0 | 0 | 0 | 0 |  |  | 0 | 0 | 0 | 0 |  |  | 20 |  | 0 | 0
Solution 4 | stage0 | Gas Boiler (Linearized cost) | Conversion | hub6 | 0 | 0 | 0 | 0 |  |  | 0 | 0 | 0 | 0 |  |  | 20 |  | 0 | 0
Solution 4 | stage0 | Gas Boiler (Linearized cost) | Conversion | hub7 | 0 | 0 | 0 | 0 |  |  | 0 | 0 | 0 | 0 |  |  | 20 |  | 0 | 0
Solution 4 | stage0 | Gas Boiler (Linearized cost) | Conversion | hub8 | 0 | 0 | 0 | 0 |  |  | 0 | 0 | 0 | 0 |  |  | 20 |  | 0 | 0
Solution 4 | stage0 | Gas Boiler (Linearized cost) | Conversion | hub9 | 0 | 0 | 0 | 0 |  |  | 0 | 0 | 0 | 0 |  |  | 20 |  | 0 | 0
Solution 4 | stage0 | A2W HP | Conversion | hub1 | 3504.5356 | 9638370.0898 | 586142.6709 | 7253032.392 |  |  | 2385337.6979 | 0 | 0 | 0 |  |  | 20 |  | 609008.1327 | 3525084.4936
Solution 4 | stage0 | A2W HP | Conversion | hub10 | 53.0015 | 171512.7029 | 10430.2816 | 129066.1365 |  |  | 42446.5664 | 0 | 0 | 0 |  |  | 20 |  | 10072.7979 | 50093.025
Solution 4 | stage0 | A2W HP | Conversion | hub11 | 324.5422 | 916293.6352 | 55722.9899 | 689526.0666 |  |  | 226767.5686 | 0 | 0 | 0 |  |  | 20 |  | 122826.146 | 714510.1555
Solution 4 | stage0 | A2W HP | Conversion | hub12 | 5693.6049 | 15642543.102 | 951277.2293 | 11771271.5691 |  |  | 3871271.5328 | 0 | 0 | 0 |  |  | 20 |  | 1988796.6106 | 11306171.2937
Solution 4 | stage0 | A2W HP | Conversion | hub13 | 199.4844 | 573285.4856 | 34863.4761 | 431406.7792 |  |  | 141878.7064 | 0 | 0 | 0 |  |  | 20 |  | 17759.1913 | 87071.8675
Solution 4 | stage0 | A2W HP | Conversion | hub14 | 136.0558 | 399313.771 | 24283.6536 | 300490.1958 |  |  | 98823.5752 | 0 | 0 | 0 |  |  | 20 |  | 12793.7817 | 63967.0117
Solution 4 | stage0 | A2W HP | Conversion | hub2 | 428.7181 | 1202026.9028 | 73099.4196 | 904545.0611 |  |  | 297481.8417 | 0 | 0 | 0 |  |  | 20 |  | 52287.8353 | 280476.7079
Solution 4 | stage0 | A2W HP | Conversion | hub3 | 128.4605 | 378481.4018 | 23016.765 | 284813.4946 |  |  | 93667.9073 | 0 | 0 | 0 |  |  | 20 |  | 29807.1416 | 161334.1543
Solution 4 | stage0 | A2W HP | Conversion | hub4 | 910.054 | 2522233.82 | 153385.7752 | 1898022.5314 |  |  | 624211.2886 | 0 | 0 | 0 |  |  | 20 |  | 171036.9728 | 982809.5714
Solution 4 | stage0 | A2W HP | Conversion | hub5 | 463.515 | 1297467.9992 | 78903.5233 | 976366.0596 |  |  | 321101.9396 | 0 | 0 | 0 |  |  | 20 |  | 88922.614 | 511222.3294
Solution 4 | stage0 | A2W HP | Conversion | hub6 | 155.4868 | 452609.1268 | 27524.7288 | 340595.8297 |  |  | 112013.2971 | 0 | 0 | 0 |  |  | 20 |  | 8830.8708 | 42635.8955
Solution 4 | stage0 | A2W HP | Conversion | hub7 | 321.6484 | 908356.6403 | 55240.3137 | 683553.3471 |  |  | 224803.2932 | 0 | 0 | 0 |  |  | 20 |  | 61577.8214 | 353997.716
Solution 4 | stage0 | A2W HP | Conversion | hub8 | 325.0713 | 917744.9066 | 55811.2467 | 690618.1722 |  |  | 227126.7343 | 0 | 0 | 0 |  |  | 20 |  | 63638.7782 | 373450.5186
Solution 4 | stage0 | A2W HP | Conversion | hub9 | 1321.5028 | 3650754.2666 | 222015.0126 | 2747252.7724 |  |  | 903501.4942 | 0 | 0 | 0 |  |  | 20 |  | 359386.0801 | 2053384.8352
Solution 4 | stage0 | rooftop to pv | Conversion | plant | 711.1506 | 2559457.5488 | 155649.4791 | 2489027.0328 |  |  | 409288.8113 | 0 | 338858.2954 | 0 |  |  | 25 |  | 8694089.2632 | 938961.6404
Solution 4 | stage0 | parking to pv | Conversion | plant | 5043.6508 | 20745471.77 | 1261603.9974 | 20174603.04 |  |  | 3317456.6561 | 0 | 2746587.926 | 0 |  |  | 25 |  | 6659341.5223 | 6659341.5223
Solution 4 | stage0 | Generic Hot Water Storage hub1 | Storage | hub1 | 0.1 | 14939.92 | 908.5483 | 13804.9 |  |  | 1135.02 | 0 | 0 | 0 |  |  | 20 |  | 0 | 0
Solution 4 | stage0 | Generic Hot Water Storage hub2 | Storage | hub2 | 0.1 | 14939.92 | 908.5483 | 13804.9 |  |  | 1135.02 | 0 | 0 | 0 |  |  | 20 |  | 0 | 0
Solution 4 | stage0 | Generic Hot Water Storage hub3 | Storage | hub3 | 0.1 | 14939.92 | 908.5483 | 13804.9 |  |  | 1135.02 | 0 | 0 | 0 |  |  | 20 |  | 0 | 0
Solution 4 | stage0 | Generic Hot Water Storage hub4 | Storage | hub4 | 427.9268 | 37627.0243 | 2288.2297 | 34768.4129 |  |  | 2858.6115 | 0 | 0 | 0 |  |  | 20 |  | 4450.9175 | 4362.3443
Solution 4 | stage0 | Generic Hot Water Storage hub5 | Storage | hub5 | 249.4484 | 28162.5449 | 1712.6619 | 26022.9717 |  |  | 2139.5732 | 0 | 0 | 0 |  |  | 20 |  | 3223.7065 | 3159.5548
Solution 4 | stage0 | Generic Hot Water Storage hub6 | Storage | hub6 | 0.1 | 14939.92 | 908.5483 | 13804.9 |  |  | 1135.02 | 0 | 0 | 0 |  |  | 20 |  | 0 | 0
Solution 4 | stage0 | Generic Hot Water Storage hub7 | Storage | hub7 | 197.5042 | 25408.0091 | 1545.149 | 23477.7043 |  |  | 1930.3048 | 0 | 0 | 0 |  |  | 20 |  | 2425.7281 | 2377.4561
Solution 4 | stage0 | Generic Hot Water Storage hub8 | Storage | hub8 | 197.5042 | 25408.0091 | 1545.149 | 23477.7043 |  |  | 1930.3048 | 0 | 0 | 0 |  |  | 20 |  | 2274.3812 | 2229.121
Solution 4 | stage0 | Generic Hot Water Storage hub10 | Storage | hub10 | 0.1 | 14939.92 | 908.5483 | 13804.9 |  |  | 1135.02 | 0 | 0 | 0 |  |  | 20 |  | 0 | 0
Solution 4 | stage0 | Generic Hot Water Storage hub11 | Storage | hub11 | 12.2266 | 15582.9766 | 947.6548 | 14399.1021 |  |  | 1183.8745 | 0 | 0 | 0 |  |  | 20 |  | 124.8095 | 122.3258
Solution 4 | stage0 | Generic Hot Water Storage hub13 | Storage | hub13 | 0.1 | 14939.92 | 908.5483 | 13804.9 |  |  | 1135.02 | 0 | 0 | 0 |  |  | 20 |  | 0 | 0
Solution 4 | stage0 | Generic Hot Water Storage hub14 | Storage | hub14 | 0.1 | 14939.92 | 908.5483 | 13804.9 |  |  | 1135.02 | 0 | 0 | 0 |  |  | 20 |  | 0 | 0
Solution 4 | stage0 | battery | Storage | plant | 7282.5365 | 7142521.0489 | 434361.4455 | 5512880.1585 |  |  | 0 | 4131401.8174 | 2501760.927 | 0 |  |  | 15 |  | 2677831.6769 | 2677831.6769
Solution 4 | stage0 | Generic Hot Water Storage hub12 | Storage | hub12 | 3059.334 | 177167.1596 | 10774.1487 | 163707.3636 |  |  | 13459.796 | 0 | 0 | 0 |  |  | 20 |  | 27247.2244 | 26705.0046
Solution 4 | stage0 | Generic Hot Water Storage hub9 | Storage | hub9 | 322.9104 | 32058.1398 | 1949.5665 | 29622.6093 |  |  | 2435.5305 | 0 | 0 | 0 |  |  | 20 |  | 4125.9834 | 4043.8763
Solution 4 | stage0 | pv_loop | Network | hub13_to_hub14_pv_loop | 33.5138 | 0 | 0 | 0 |  |  | 0 | 0 | 0 | 0 |  |  | 20 | 423 | 49312.1849 | 0
Solution 4 | stage0 | pv_loop | Network | hub2_to_hub3_pv_loop | 2399.6956 | 0 | 0 | 0 |  |  | 0 | 0 | 0 | 0 |  |  | 20 | 121 | 6036512.2142 | 0
Solution 4 | stage0 | pv_loop | Network | hub12_to_hub13_pv_loop | 33.5138 | 0 | 0 | 0 |  |  | 0 | 0 | 0 | 0 |  |  | 20 | 316 | 68892.3076 | 0
Solution 4 | stage0 | pv_loop | Network | plant_to_hub1_pv_loop | 3440.5311 | 0 | 0 | 0 |  |  | 0 | 0 | 0 | 0 |  |  | 20 | 104 | 7546779.7407 | 0
Solution 4 | stage0 | pv_loop | Network | hub1_to_hub2_pv_loop | 2470.567 | 0 | 0 | 0 |  |  | 0 | 0 | 0 | 0 |  |  | 20 | 528 | 6156429.8532 | 0
Solution 4 | stage0 | pv_loop | Network | hub3_to_hub4_pv_loop | 2363.6061 | 0 | 0 | 0 |  |  | 0 | 0 | 0 | 0 |  |  | 20 | 499 | 5825558.9878 | 0
Solution 4 | stage0 | pv_loop | Network | hub4_to_hub5_pv_loop | 2189.0625 | 0 | 0 | 0 |  |  | 0 | 0 | 0 | 0 |  |  | 20 | 132 | 5652386.102 | 0
Solution 4 | stage0 | pv_loop | Network | hub5_to_hub6_pv_loop | 2127.1145 | 0 | 0 | 0 |  |  | 0 | 0 | 0 | 0 |  |  | 20 | 350 | 5546812.9947 | 0
Solution 4 | stage0 | pv_loop | Network | hub6_to_hub7_pv_loop | 2115.0132 | 0 | 0 | 0 |  |  | 0 | 0 | 0 | 0 |  |  | 20 | 161 | 5476729.1927 | 0
Solution 4 | stage0 | pv_loop | Network | hub7_to_hub8_pv_loop | 2080.0866 | 0 | 0 | 0 |  |  | 0 | 0 | 0 | 0 |  |  | 20 | 199 | 5345206.1756 | 0
Solution 4 | stage0 | pv_loop | Network | hub8_to_hub9_pv_loop | 2041.5864 | 0 | 0 | 0 |  |  | 0 | 0 | 0 | 0 |  |  | 20 | 1395 | 5198716.1227 | 0
Solution 4 | stage0 | pv_loop | Network | hub9_to_hub10_pv_loop | 1709.8369 | 0 | 0 | 0 |  |  | 0 | 0 | 0 | 0 |  |  | 20 | 837 | 4775651.9487 | 0
Solution 4 | stage0 | pv_loop | Network | hub10_to_hub11_pv_loop | 1709.0042 | 0 | 0 | 0 |  |  | 0 | 0 | 0 | 0 |  |  | 20 | 159 | 4730986.5659 | 0
Solution 4 | stage0 | pv_loop | Network | hub11_to_hub12_pv_loop | 1614.466 | 0 | 0 | 0 |  |  | 0 | 0 | 0 | 0 |  |  | 20 | 653 | 4497775.4844 | 0

## Capacity Planning
Solution | Install Stage | Phaseout Stage | Name | Type | Hub or Link | Capacity (kW or KWh) | Investment (USD) | Replacement Years | Replacement cost (USD) | Salvage revenue (USD) | Embodied CO2 emissions (kg-CO2)
Solution 1 | stage0 | stage0 | A2W HP | Conversion | hub1 | 3504.5356 | 7253032.392 |  | 0 | 0 | 0
Solution 1 | stage0 | stage0 | A2W HP | Conversion | hub10 | 53.0015 | 129066.1365 |  | 0 | 0 | 0
Solution 1 | stage0 | stage0 | A2W HP | Conversion | hub11 | 324.5422 | 689526.0666 |  | 0 | 0 | 0
Solution 1 | stage0 | stage0 | A2W HP | Conversion | hub12 | 5693.6049 | 11771271.5691 |  | 0 | 0 | 0
Solution 1 | stage0 | stage0 | A2W HP | Conversion | hub13 | 199.4844 | 431406.7792 |  | 0 | 0 | 0
Solution 1 | stage0 | stage0 | A2W HP | Conversion | hub14 | 136.0558 | 300490.1958 |  | 0 | 0 | 0
Solution 1 | stage0 | stage0 | A2W HP | Conversion | hub2 | 428.7181 | 904545.0611 |  | 0 | 0 | 0
Solution 1 | stage0 | stage0 | A2W HP | Conversion | hub3 | 128.4605 | 284813.4946 |  | 0 | 0 | 0
Solution 1 | stage0 | stage0 | A2W HP | Conversion | hub4 | 910.054 | 1898022.5314 |  | 0 | 0 | 0
Solution 1 | stage0 | stage0 | A2W HP | Conversion | hub5 | 463.515 | 976366.0596 |  | 0 | 0 | 0
Solution 1 | stage0 | stage0 | A2W HP | Conversion | hub6 | 155.4868 | 340595.8297 |  | 0 | 0 | 0
Solution 1 | stage0 | stage0 | A2W HP | Conversion | hub7 | 321.6484 | 683553.3471 |  | 0 | 0 | 0
Solution 1 | stage0 | stage0 | A2W HP | Conversion | hub8 | 325.0713 | 690618.1722 |  | 0 | 0 | 0
Solution 1 | stage0 | stage0 | A2W HP | Conversion | hub9 | 1321.5028 | 2747252.7724 |  | 0 | 0 | 0
Solution 1 | stage0 | stage0 | Pump DHW | Conversion | hub11 | 34.8297 | 6615.3189 |  | 0 | 0 | 0
Solution 1 | stage0 | stage0 | Pump DHW | Conversion | hub12 | 554.1475 | 8692.59 |  | 0 | 0 | 0
Solution 1 | stage0 | stage0 | Pump DHW | Conversion | hub4 | 94.6748 | 6854.6992 |  | 0 | 0 | 0
Solution 1 | stage0 | stage0 | Pump DHW | Conversion | hub5 | 55.1879 | 6696.7517 |  | 0 | 0 | 0
Solution 1 | stage0 | stage0 | Pump DHW | Conversion | hub7 | 43.6957 | 6650.7829 |  | 0 | 0 | 0
Solution 1 | stage0 | stage0 | Pump DHW | Conversion | hub8 | 43.6957 | 6650.7829 |  | 0 | 0 | 0
Solution 1 | stage0 | stage0 | Pump DHW | Conversion | hub9 | 71.4402 | 6761.7607 |  | 0 | 0 | 0
Solution 1 | stage0 | stage0 | Pump SH | Conversion | hub1 | 2304.5377 | 153051.434 |  | 0 | 0 | 0
Solution 1 | stage0 | stage0 | Pump SH | Conversion | hub10 | 135.9123 | 70643.6666 |  | 0 | 0 | 0
Solution 1 | stage0 | stage0 | Pump SH | Conversion | hub11 | 218.5355 | 73783.3473 |  | 0 | 0 | 0
Solution 1 | stage0 | stage0 | Pump SH | Conversion | hub12 | 2153.8699 | 147326.0568 |  | 0 | 0 | 0
Solution 1 | stage0 | stage0 | Pump SH | Conversion | hub13 | 140.401 | 70814.2363 |  | 0 | 0 | 0
Solution 1 | stage0 | stage0 | Pump SH | Conversion | hub14 | 142.1925 | 70882.315 |  | 0 | 0 | 0
Solution 1 | stage0 | stage0 | Pump SH | Conversion | hub2 | 279.8181 | 76112.0868 |  | 0 | 0 | 0
Solution 1 | stage0 | stage0 | Pump SH | Conversion | hub3 | 58.7399 | 67711.1175 |  | 0 | 0 | 0
Solution 1 | stage0 | stage0 | Pump SH | Conversion | hub4 | 273.5294 | 75873.1155 |  | 0 | 0 | 0
Solution 1 | stage0 | stage0 | Pump SH | Conversion | hub5 | 136.167 | 70653.3444 |  | 0 | 0 | 0
Solution 1 | stage0 | stage0 | Pump SH | Conversion | hub6 | 115.1239 | 69853.7071 |  | 0 | 0 | 0
Solution 1 | stage0 | stage0 | Pump SH | Conversion | hub7 | 104.0534 | 69433.0295 |  | 0 | 0 | 0
Solution 1 | stage0 | stage0 | Pump SH | Conversion | hub8 | 100.9653 | 69315.682 |  | 0 | 0 | 0
Solution 1 | stage0 | stage0 | Pump SH | Conversion | hub9 | 674.3585 | 91104.6234 |  | 0 | 0 | 0
Solution 1 | stage0 | stage0 | Pump cooling | Conversion | hub1 | 2746.524 | 128799.7209 |  | 0 | 0 | 0
Solution 1 | stage0 | stage0 | Pump cooling | Conversion | hub10 | 43.5653 | 47710.9591 |  | 0 | 0 | 0
Solution 1 | stage0 | stage0 | Pump cooling | Conversion | hub11 | 266.7618 | 54406.8527 |  | 0 | 0 | 0
Solution 1 | stage0 | stage0 | Pump cooling | Conversion | hub12 | 4679.9342 | 186802.0256 |  | 0 | 0 | 0
Solution 1 | stage0 | stage0 | Pump cooling | Conversion | hub13 | 151.9881 | 50963.6432 |  | 0 | 0 | 0
Solution 1 | stage0 | stage0 | Pump cooling | Conversion | hub14 | 103.6616 | 49513.8471 |  | 0 | 0 | 0
Solution 1 | stage0 | stage0 | Pump cooling | Conversion | hub2 | 326.6423 | 56203.2698 |  | 0 | 0 | 0
Solution 1 | stage0 | stage0 | Pump cooling | Conversion | hub3 | 100.4378 | 49417.1337 |  | 0 | 0 | 0
Solution 1 | stage0 | stage0 | Pump cooling | Conversion | hub4 | 748.031 | 68844.9301 |  | 0 | 0 | 0
Solution 1 | stage0 | stage0 | Pump cooling | Conversion | hub5 | 380.9923 | 57833.7705 |  | 0 | 0 | 0
Solution 1 | stage0 | stage0 | Pump cooling | Conversion | hub6 | 127.8045 | 50238.1341 |  | 0 | 0 | 0
Solution 1 | stage0 | stage0 | Pump cooling | Conversion | hub7 | 264.3832 | 54335.4958 |  | 0 | 0 | 0
Solution 1 | stage0 | stage0 | Pump cooling | Conversion | hub8 | 267.1967 | 54419.9003 |  | 0 | 0 | 0
Solution 1 | stage0 | stage0 | Pump cooling | Conversion | hub9 | 1086.2268 | 78990.8032 |  | 0 | 0 | 0
Solution 1 | stage0 | stage0 | cooling tower a2w | Conversion | hub1 | 3893.9284 | 0 |  | 0 | 0 | 0
Solution 1 | stage0 | stage0 | cooling tower a2w | Conversion | hub10 | 58.8906 | 0 |  | 0 | 0 | 0
Solution 1 | stage0 | stage0 | cooling tower a2w | Conversion | hub11 | 360.6024 | 0 |  | 0 | 0 | 0
Solution 1 | stage0 | stage0 | cooling tower a2w | Conversion | hub12 | 6326.2277 | 0 |  | 0 | 0 | 0
Solution 1 | stage0 | stage0 | cooling tower a2w | Conversion | hub13 | 221.6493 | 0 |  | 0 | 0 | 0
Solution 1 | stage0 | stage0 | cooling tower a2w | Conversion | hub14 | 151.1731 | 0 |  | 0 | 0 | 0
Solution 1 | stage0 | stage0 | cooling tower a2w | Conversion | hub2 | 476.3534 | 0 |  | 0 | 0 | 0
Solution 1 | stage0 | stage0 | cooling tower a2w | Conversion | hub3 | 142.7339 | 0 |  | 0 | 0 | 0
Solution 1 | stage0 | stage0 | cooling tower a2w | Conversion | hub4 | 1011.1712 | 0 |  | 0 | 0 | 0
Solution 1 | stage0 | stage0 | cooling tower a2w | Conversion | hub5 | 515.0167 | 0 |  | 0 | 0 | 0
Solution 1 | stage0 | stage0 | cooling tower a2w | Conversion | hub6 | 172.7632 | 0 |  | 0 | 0 | 0
Solution 1 | stage0 | stage0 | cooling tower a2w | Conversion | hub7 | 357.3871 | 0 |  | 0 | 0 | 0
Solution 1 | stage0 | stage0 | cooling tower a2w | Conversion | hub8 | 361.1903 | 0 |  | 0 | 0 | 0
Solution 1 | stage0 | stage0 | cooling tower a2w | Conversion | hub9 | 1468.3364 | 0 |  | 0 | 0 | 0
Solution 1 | stage0 | stage0 | pv to hub | Conversion | hub1 | 14361.8013 | 0 |  | 0 | 0 | 0
Solution 1 | stage0 | stage0 | pv to hub | Conversion | hub10 | 14361.8013 | 0 |  | 0 | 0 | 0
Solution 1 | stage0 | stage0 | pv to hub | Conversion | hub11 | 433.9761 | 0 |  | 0 | 0 | 0
Solution 1 | stage0 | stage0 | pv to hub | Conversion | hub12 | 6529.1163 | 0 |  | 0 | 0 | 0
Solution 1 | stage0 | stage0 | pv to hub | Conversion | hub13 | 14361.8013 | 0 |  | 0 | 0 | 0
Solution 1 | stage0 | stage0 | pv to hub | Conversion | hub14 | 14361.8013 | 0 |  | 0 | 0 | 0
Solution 1 | stage0 | stage0 | pv to hub | Conversion | hub2 | 14361.8013 | 0 |  | 0 | 0 | 0
Solution 1 | stage0 | stage0 | pv to hub | Conversion | hub3 | 14361.8013 | 0 |  | 0 | 0 | 0
Solution 1 | stage0 | stage0 | pv to hub | Conversion | hub4 | 960.7321 | 0 |  | 0 | 0 | 0
Solution 1 | stage0 | stage0 | pv to hub | Conversion | hub5 | 539.3372 | 0 |  | 0 | 0 | 0
Solution 1 | stage0 | stage0 | pv to hub | Conversion | hub6 | 14361.8013 | 0 |  | 0 | 0 | 0
Solution 1 | stage0 | stage0 | pv to hub | Conversion | hub7 | 389.0954 | 0 |  | 0 | 0 | 0
Solution 1 | stage0 | stage0 | pv to hub | Conversion | hub8 | 391.4264 | 0 |  | 0 | 0 | 0
Solution 1 | stage0 | stage0 | pv to hub | Conversion | hub9 | 1286.7031 | 0 |  | 0 | 0 | 0
Solution 1 | stage0 | stage0 | Generic Hot Water Storage hub1 | Storage | hub1 | 0.1 | 13804.9 |  | 0 | 0 | 0
Solution 1 | stage0 | stage0 | Generic Hot Water Storage hub2 | Storage | hub2 | 0.1 | 13804.9 |  | 0 | 0 | 0
Solution 1 | stage0 | stage0 | Generic Hot Water Storage hub3 | Storage | hub3 | 0.1 | 13804.9 |  | 0 | 0 | 0
Solution 1 | stage0 | stage0 | Generic Hot Water Storage hub4 | Storage | hub4 | 234.8661 | 25308.4391 |  | 0 | 0 | 0
Solution 1 | stage0 | stage0 | Generic Hot Water Storage hub5 | Storage | hub5 | 136.9085 | 20508.5147 |  | 0 | 0 | 0
Solution 1 | stage0 | stage0 | Generic Hot Water Storage hub6 | Storage | hub6 | 0.1 | 13804.9 |  | 0 | 0 | 0
Solution 1 | stage0 | stage0 | Generic Hot Water Storage hub7 | Storage | hub7 | 108.3991 | 19111.5553 |  | 0 | 0 | 0
Solution 1 | stage0 | stage0 | Generic Hot Water Storage hub8 | Storage | hub8 | 108.3991 | 19111.5553 |  | 0 | 0 | 0
Solution 1 | stage0 | stage0 | Generic Hot Water Storage hub10 | Storage | hub10 | 0.1 | 13804.9 |  | 0 | 0 | 0
Solution 1 | stage0 | stage0 | Generic Hot Water Storage hub11 | Storage | hub11 | 105.8782 | 18988.0334 |  | 0 | 0 | 0
Solution 1 | stage0 | stage0 | Generic Hot Water Storage hub13 | Storage | hub13 | 0.1 | 13804.9 |  | 0 | 0 | 0
Solution 1 | stage0 | stage0 | Generic Hot Water Storage hub14 | Storage | hub14 | 0.1 | 13804.9 |  | 0 | 0 | 0
Solution 1 | stage0 | stage0 | Generic Hot Water Storage hub12 | Storage | hub12 | 1905.5227 | 107170.611 |  | 0 | 0 | 0
Solution 1 | stage0 | stage0 | Generic Hot Water Storage hub9 | Storage | hub9 | 177.2265 | 22484.0983 |  | 0 | 0 | 0
Solution 1 | stage0 | stage0 | pv_loop | Network | hub13_to_hub14_pv_loop | 14361.8013 | 0 |  | 0 | 0 | 0
Solution 1 | stage0 | stage0 | pv_loop | Network | hub2_to_hub3_pv_loop | 14361.8013 | 0 |  | 0 | 0 | 0
Solution 1 | stage0 | stage0 | pv_loop | Network | hub12_to_hub13_pv_loop | 28723.6027 | 0 |  | 0 | 0 | 0
Solution 1 | stage0 | stage0 | pv_loop | Network | plant_to_hub1_pv_loop | 28723.6027 | 0 |  | 0 | 0 | 0
Solution 1 | stage0 | stage0 | pv_loop | Network | hub1_to_hub2_pv_loop | 14361.8013 | 0 |  | 0 | 0 | 0
Solution 1 | stage0 | stage0 | pv_loop | Network | hub3_to_hub4_pv_loop | 14771.034 | 0 |  | 0 | 0 | 0
Solution 1 | stage0 | stage0 | pv_loop | Network | hub4_to_hub5_pv_loop | 14361.8013 | 0 |  | 0 | 0 | 0
Solution 1 | stage0 | stage0 | pv_loop | Network | hub5_to_hub6_pv_loop | 14361.8013 | 0 |  | 0 | 0 | 0
Solution 1 | stage0 | stage0 | pv_loop | Network | hub6_to_hub7_pv_loop | 14539.7004 | 0 |  | 0 | 0 | 0
Solution 1 | stage0 | stage0 | pv_loop | Network | hub7_to_hub8_pv_loop | 14361.8013 | 0 |  | 0 | 0 | 0
Solution 1 | stage0 | stage0 | pv_loop | Network | hub8_to_hub9_pv_loop | 14361.8013 | 0 |  | 0 | 0 | 0
Solution 1 | stage0 | stage0 | pv_loop | Network | hub9_to_hub10_pv_loop | 29042.9696 | 0 |  | 0 | 0 | 0
Solution 1 | stage0 | stage0 | pv_loop | Network | hub10_to_hub11_pv_loop | 14681.1683 | 0 |  | 0 | 0 | 0
Solution 1 | stage0 | stage0 | pv_loop | Network | hub11_to_hub12_pv_loop | 14361.8013 | 0 |  | 0 | 0 | 0
Solution 2 | stage0 | stage0 | A2W HP | Conversion | hub1 | 3504.5356 | 7253032.392 |  | 0 | 0 | 0
Solution 2 | stage0 | stage0 | A2W HP | Conversion | hub10 | 53.0015 | 129066.1365 |  | 0 | 0 | 0
Solution 2 | stage0 | stage0 | A2W HP | Conversion | hub11 | 324.5422 | 689526.0666 |  | 0 | 0 | 0
Solution 2 | stage0 | stage0 | A2W HP | Conversion | hub12 | 5693.6049 | 11771271.5691 |  | 0 | 0 | 0
Solution 2 | stage0 | stage0 | A2W HP | Conversion | hub13 | 199.4844 | 431406.7792 |  | 0 | 0 | 0
Solution 2 | stage0 | stage0 | A2W HP | Conversion | hub14 | 136.0558 | 300490.1958 |  | 0 | 0 | 0
Solution 2 | stage0 | stage0 | A2W HP | Conversion | hub2 | 428.7181 | 904545.0611 |  | 0 | 0 | 0
Solution 2 | stage0 | stage0 | A2W HP | Conversion | hub3 | 128.4605 | 284813.4946 |  | 0 | 0 | 0
Solution 2 | stage0 | stage0 | A2W HP | Conversion | hub4 | 910.054 | 1898022.5314 |  | 0 | 0 | 0
Solution 2 | stage0 | stage0 | A2W HP | Conversion | hub5 | 463.515 | 976366.0596 |  | 0 | 0 | 0
Solution 2 | stage0 | stage0 | A2W HP | Conversion | hub6 | 155.4868 | 340595.8297 |  | 0 | 0 | 0
Solution 2 | stage0 | stage0 | A2W HP | Conversion | hub7 | 321.6484 | 683553.3471 |  | 0 | 0 | 0
Solution 2 | stage0 | stage0 | A2W HP | Conversion | hub8 | 325.0713 | 690618.1722 |  | 0 | 0 | 0
Solution 2 | stage0 | stage0 | A2W HP | Conversion | hub9 | 1321.5028 | 2747252.7724 |  | 0 | 0 | 0
Solution 2 | stage0 | stage0 | Pump DHW | Conversion | hub11 | 34.8297 | 6615.3189 |  | 0 | 0 | 0
Solution 2 | stage0 | stage0 | Pump DHW | Conversion | hub12 | 554.1475 | 8692.59 |  | 0 | 0 | 0
Solution 2 | stage0 | stage0 | Pump DHW | Conversion | hub4 | 94.6748 | 6854.6992 |  | 0 | 0 | 0
Solution 2 | stage0 | stage0 | Pump DHW | Conversion | hub5 | 55.1879 | 6696.7517 |  | 0 | 0 | 0
Solution 2 | stage0 | stage0 | Pump DHW | Conversion | hub7 | 43.6957 | 6650.7829 |  | 0 | 0 | 0
Solution 2 | stage0 | stage0 | Pump DHW | Conversion | hub8 | 43.6957 | 6650.7829 |  | 0 | 0 | 0
Solution 2 | stage0 | stage0 | Pump DHW | Conversion | hub9 | 71.4402 | 6761.7607 |  | 0 | 0 | 0
Solution 2 | stage0 | stage0 | Pump SH | Conversion | hub1 | 2304.5377 | 153051.434 |  | 0 | 0 | 0
Solution 2 | stage0 | stage0 | Pump SH | Conversion | hub10 | 135.9123 | 70643.6666 |  | 0 | 0 | 0
Solution 2 | stage0 | stage0 | Pump SH | Conversion | hub11 | 218.5355 | 73783.3473 |  | 0 | 0 | 0
Solution 2 | stage0 | stage0 | Pump SH | Conversion | hub12 | 2153.8699 | 147326.0568 |  | 0 | 0 | 0
Solution 2 | stage0 | stage0 | Pump SH | Conversion | hub13 | 140.401 | 70814.2363 |  | 0 | 0 | 0
Solution 2 | stage0 | stage0 | Pump SH | Conversion | hub14 | 142.1925 | 70882.315 |  | 0 | 0 | 0
Solution 2 | stage0 | stage0 | Pump SH | Conversion | hub2 | 279.8181 | 76112.0868 |  | 0 | 0 | 0
Solution 2 | stage0 | stage0 | Pump SH | Conversion | hub3 | 58.7399 | 67711.1175 |  | 0 | 0 | 0
Solution 2 | stage0 | stage0 | Pump SH | Conversion | hub4 | 273.5294 | 75873.1155 |  | 0 | 0 | 0
Solution 2 | stage0 | stage0 | Pump SH | Conversion | hub5 | 136.167 | 70653.3444 |  | 0 | 0 | 0
Solution 2 | stage0 | stage0 | Pump SH | Conversion | hub6 | 115.1239 | 69853.7071 |  | 0 | 0 | 0
Solution 2 | stage0 | stage0 | Pump SH | Conversion | hub7 | 104.0534 | 69433.0295 |  | 0 | 0 | 0
Solution 2 | stage0 | stage0 | Pump SH | Conversion | hub8 | 100.9653 | 69315.682 |  | 0 | 0 | 0
Solution 2 | stage0 | stage0 | Pump SH | Conversion | hub9 | 674.3585 | 91104.6234 |  | 0 | 0 | 0
Solution 2 | stage0 | stage0 | Pump cooling | Conversion | hub1 | 2746.524 | 128799.7209 |  | 0 | 0 | 0
Solution 2 | stage0 | stage0 | Pump cooling | Conversion | hub10 | 43.5653 | 47710.9591 |  | 0 | 0 | 0
Solution 2 | stage0 | stage0 | Pump cooling | Conversion | hub11 | 266.7618 | 54406.8527 |  | 0 | 0 | 0
Solution 2 | stage0 | stage0 | Pump cooling | Conversion | hub12 | 4679.9342 | 186802.0256 |  | 0 | 0 | 0
Solution 2 | stage0 | stage0 | Pump cooling | Conversion | hub13 | 151.9881 | 50963.6432 |  | 0 | 0 | 0
Solution 2 | stage0 | stage0 | Pump cooling | Conversion | hub14 | 103.6616 | 49513.8471 |  | 0 | 0 | 0
Solution 2 | stage0 | stage0 | Pump cooling | Conversion | hub2 | 326.6423 | 56203.2698 |  | 0 | 0 | 0
Solution 2 | stage0 | stage0 | Pump cooling | Conversion | hub3 | 100.4378 | 49417.1337 |  | 0 | 0 | 0
Solution 2 | stage0 | stage0 | Pump cooling | Conversion | hub4 | 748.031 | 68844.9301 |  | 0 | 0 | 0
Solution 2 | stage0 | stage0 | Pump cooling | Conversion | hub5 | 380.9923 | 57833.7705 |  | 0 | 0 | 0
Solution 2 | stage0 | stage0 | Pump cooling | Conversion | hub6 | 127.8045 | 50238.1341 |  | 0 | 0 | 0
Solution 2 | stage0 | stage0 | Pump cooling | Conversion | hub7 | 264.3832 | 54335.4958 |  | 0 | 0 | 0
Solution 2 | stage0 | stage0 | Pump cooling | Conversion | hub8 | 267.1967 | 54419.9003 |  | 0 | 0 | 0
Solution 2 | stage0 | stage0 | Pump cooling | Conversion | hub9 | 1086.2268 | 78990.8032 |  | 0 | 0 | 0
Solution 2 | stage0 | stage0 | cooling tower a2w | Conversion | hub1 | 3893.9284 | 0 |  | 0 | 0 | 0
Solution 2 | stage0 | stage0 | cooling tower a2w | Conversion | hub10 | 58.8906 | 0 |  | 0 | 0 | 0
Solution 2 | stage0 | stage0 | cooling tower a2w | Conversion | hub11 | 360.6024 | 0 |  | 0 | 0 | 0
Solution 2 | stage0 | stage0 | cooling tower a2w | Conversion | hub12 | 6326.2277 | 0 |  | 0 | 0 | 0
Solution 2 | stage0 | stage0 | cooling tower a2w | Conversion | hub13 | 221.6493 | 0 |  | 0 | 0 | 0
Solution 2 | stage0 | stage0 | cooling tower a2w | Conversion | hub14 | 151.1731 | 0 |  | 0 | 0 | 0
Solution 2 | stage0 | stage0 | cooling tower a2w | Conversion | hub2 | 476.3534 | 0 |  | 0 | 0 | 0
Solution 2 | stage0 | stage0 | cooling tower a2w | Conversion | hub3 | 142.7339 | 0 |  | 0 | 0 | 0
Solution 2 | stage0 | stage0 | cooling tower a2w | Conversion | hub4 | 1011.1712 | 0 |  | 0 | 0 | 0
Solution 2 | stage0 | stage0 | cooling tower a2w | Conversion | hub5 | 515.0167 | 0 |  | 0 | 0 | 0
Solution 2 | stage0 | stage0 | cooling tower a2w | Conversion | hub6 | 172.7632 | 0 |  | 0 | 0 | 0
Solution 2 | stage0 | stage0 | cooling tower a2w | Conversion | hub7 | 357.3871 | 0 |  | 0 | 0 | 0
Solution 2 | stage0 | stage0 | cooling tower a2w | Conversion | hub8 | 361.1903 | 0 |  | 0 | 0 | 0
Solution 2 | stage0 | stage0 | cooling tower a2w | Conversion | hub9 | 1468.3364 | 0 |  | 0 | 0 | 0
Solution 2 | stage0 | stage0 | parking to pv | Conversion | plant | 1202.4421 | 4809768.3532 |  | 0 | 654806.0281 | 0
Solution 2 | stage0 | stage0 | pv to hub | Conversion | hub1 | 416.6912 | 0 |  | 0 | 0 | 0
Solution 2 | stage0 | stage0 | pv to hub | Conversion | hub10 | 18.3186 | 0 |  | 0 | 0 | 0
Solution 2 | stage0 | stage0 | pv to hub | Conversion | hub11 | 53.9319 | 0 |  | 0 | 0 | 0
Solution 2 | stage0 | stage0 | pv to hub | Conversion | hub12 | 926.2634 | 0 |  | 0 | 0 | 0
Solution 2 | stage0 | stage0 | pv to hub | Conversion | hub13 | 2.7802 | 0 |  | 0 | 0 | 0
Solution 2 | stage0 | stage0 | pv to hub | Conversion | hub14 | 20.4852 | 0 |  | 0 | 0 | 0
Solution 2 | stage0 | stage0 | pv to hub | Conversion | hub2 | 25.2008 | 0 |  | 0 | 0 | 0
Solution 2 | stage0 | stage0 | pv to hub | Conversion | hub3 | 53.8672 | 0 |  | 0 | 0 | 0
Solution 2 | stage0 | stage0 | pv to hub | Conversion | hub4 | 157.7212 | 0 |  | 0 | 0 | 0
Solution 2 | stage0 | stage0 | pv to hub | Conversion | hub5 | 65.2979 | 0 |  | 0 | 0 | 0
Solution 2 | stage0 | stage0 | pv to hub | Conversion | hub6 | 107.3627 | 0 |  | 0 | 0 | 0
Solution 2 | stage0 | stage0 | pv to hub | Conversion | hub7 | 35.6551 | 0 |  | 0 | 0 | 0
Solution 2 | stage0 | stage0 | pv to hub | Conversion | hub8 | 36.0293 | 0 |  | 0 | 0 | 0
Solution 2 | stage0 | stage0 | pv to hub | Conversion | hub9 | 218.2724 | 0 |  | 0 | 0 | 0
Solution 2 | stage0 | stage0 | rooftop to pv | Conversion | plant | 711.1506 | 2489027.0328 |  | 0 | 338858.2954 | 0
Solution 2 | stage0 | stage0 | Generic Hot Water Storage hub1 | Storage | hub1 | 0.1 | 13804.9 |  | 0 | 0 | 0
Solution 2 | stage0 | stage0 | Generic Hot Water Storage hub2 | Storage | hub2 | 0.1 | 13804.9 |  | 0 | 0 | 0
Solution 2 | stage0 | stage0 | Generic Hot Water Storage hub3 | Storage | hub3 | 0.1 | 13804.9 |  | 0 | 0 | 0
Solution 2 | stage0 | stage0 | Generic Hot Water Storage hub4 | Storage | hub4 | 234.8661 | 25308.4391 |  | 0 | 0 | 0
Solution 2 | stage0 | stage0 | Generic Hot Water Storage hub5 | Storage | hub5 | 136.9085 | 20508.5147 |  | 0 | 0 | 0
Solution 2 | stage0 | stage0 | Generic Hot Water Storage hub6 | Storage | hub6 | 0.1 | 13804.9 |  | 0 | 0 | 0
Solution 2 | stage0 | stage0 | Generic Hot Water Storage hub7 | Storage | hub7 | 108.3991 | 19111.5553 |  | 0 | 0 | 0
Solution 2 | stage0 | stage0 | Generic Hot Water Storage hub8 | Storage | hub8 | 108.3991 | 19111.5553 |  | 0 | 0 | 0
Solution 2 | stage0 | stage0 | Generic Hot Water Storage hub10 | Storage | hub10 | 0.1 | 13804.9 |  | 0 | 0 | 0
Solution 2 | stage0 | stage0 | Generic Hot Water Storage hub11 | Storage | hub11 | 105.8782 | 18988.0334 |  | 0 | 0 | 0
Solution 2 | stage0 | stage0 | Generic Hot Water Storage hub13 | Storage | hub13 | 0.1 | 13804.9 |  | 0 | 0 | 0
Solution 2 | stage0 | stage0 | Generic Hot Water Storage hub14 | Storage | hub14 | 0.1 | 13804.9 |  | 0 | 0 | 0
Solution 2 | stage0 | stage0 | battery | Storage | plant | 0.1 | 75.7 | 15 | 56.7303 | 34.3529 | 0
Solution 2 | stage0 | stage0 | Generic Hot Water Storage hub12 | Storage | hub12 | 1905.5227 | 107170.611 |  | 0 | 0 | 0
Solution 2 | stage0 | stage0 | Generic Hot Water Storage hub9 | Storage | hub9 | 177.2265 | 22484.0983 |  | 0 | 0 | 0
Solution 2 | stage0 | stage0 | pv_loop | Network | hub13_to_hub14_pv_loop | 20.4852 | 0 |  | 0 | 0 | 0
Solution 2 | stage0 | stage0 | pv_loop | Network | hub2_to_hub3_pv_loop | 1526.0488 | 0 |  | 0 | 0 | 0
Solution 2 | stage0 | stage0 | pv_loop | Network | hub12_to_hub13_pv_loop | 20.4852 | 0 |  | 0 | 0 | 0
Solution 2 | stage0 | stage0 | pv_loop | Network | plant_to_hub1_pv_loop | 1913.4927 | 0 |  | 0 | 0 | 0
Solution 2 | stage0 | stage0 | pv_loop | Network | hub1_to_hub2_pv_loop | 1551.2496 | 0 |  | 0 | 0 | 0
Solution 2 | stage0 | stage0 | pv_loop | Network | hub3_to_hub4_pv_loop | 1489.9593 | 0 |  | 0 | 0 | 0
Solution 2 | stage0 | stage0 | pv_loop | Network | hub4_to_hub5_pv_loop | 1332.5084 | 0 |  | 0 | 0 | 0
Solution 2 | stage0 | stage0 | pv_loop | Network | hub5_to_hub6_pv_loop | 1279.7515 | 0 |  | 0 | 0 | 0
Solution 2 | stage0 | stage0 | pv_loop | Network | hub6_to_hub7_pv_loop | 1264.9348 | 0 |  | 0 | 0 | 0
Solution 2 | stage0 | stage0 | pv_loop | Network | hub7_to_hub8_pv_loop | 1230.1666 | 0 |  | 0 | 0 | 0
Solution 2 | stage0 | stage0 | pv_loop | Network | hub8_to_hub9_pv_loop | 1194.6486 | 0 |  | 0 | 0 | 0
Solution 2 | stage0 | stage0 | pv_loop | Network | hub9_to_hub10_pv_loop | 976.3762 | 0 |  | 0 | 0 | 0
Solution 2 | stage0 | stage0 | pv_loop | Network | hub10_to_hub11_pv_loop | 974.1452 | 0 |  | 0 | 0 | 0
Solution 2 | stage0 | stage0 | pv_loop | Network | hub11_to_hub12_pv_loop | 935.7842 | 0 |  | 0 | 0 | 0
Solution 3 | stage0 | stage0 | A2W HP | Conversion | hub1 | 3504.5356 | 7253032.392 |  | 0 | 0 | 0
Solution 3 | stage0 | stage0 | A2W HP | Conversion | hub10 | 53.0015 | 129066.1365 |  | 0 | 0 | 0
Solution 3 | stage0 | stage0 | A2W HP | Conversion | hub11 | 324.5422 | 689526.0666 |  | 0 | 0 | 0
Solution 3 | stage0 | stage0 | A2W HP | Conversion | hub12 | 5693.6049 | 11771271.5691 |  | 0 | 0 | 0
Solution 3 | stage0 | stage0 | A2W HP | Conversion | hub13 | 199.4844 | 431406.7792 |  | 0 | 0 | 0
Solution 3 | stage0 | stage0 | A2W HP | Conversion | hub14 | 136.0558 | 300490.1958 |  | 0 | 0 | 0
Solution 3 | stage0 | stage0 | A2W HP | Conversion | hub2 | 428.7181 | 904545.0611 |  | 0 | 0 | 0
Solution 3 | stage0 | stage0 | A2W HP | Conversion | hub3 | 128.4605 | 284813.4946 |  | 0 | 0 | 0
Solution 3 | stage0 | stage0 | A2W HP | Conversion | hub4 | 910.054 | 1898022.5314 |  | 0 | 0 | 0
Solution 3 | stage0 | stage0 | A2W HP | Conversion | hub5 | 463.515 | 976366.0596 |  | 0 | 0 | 0
Solution 3 | stage0 | stage0 | A2W HP | Conversion | hub6 | 155.4868 | 340595.8297 |  | 0 | 0 | 0
Solution 3 | stage0 | stage0 | A2W HP | Conversion | hub7 | 321.6484 | 683553.3471 |  | 0 | 0 | 0
Solution 3 | stage0 | stage0 | A2W HP | Conversion | hub8 | 325.0713 | 690618.1722 |  | 0 | 0 | 0
Solution 3 | stage0 | stage0 | A2W HP | Conversion | hub9 | 1321.5028 | 2747252.7724 |  | 0 | 0 | 0
Solution 3 | stage0 | stage0 | Pump DHW | Conversion | hub11 | 34.8297 | 6615.3189 |  | 0 | 0 | 0
Solution 3 | stage0 | stage0 | Pump DHW | Conversion | hub12 | 554.1475 | 8692.59 |  | 0 | 0 | 0
Solution 3 | stage0 | stage0 | Pump DHW | Conversion | hub4 | 94.6748 | 6854.6992 |  | 0 | 0 | 0
Solution 3 | stage0 | stage0 | Pump DHW | Conversion | hub5 | 55.1879 | 6696.7517 |  | 0 | 0 | 0
Solution 3 | stage0 | stage0 | Pump DHW | Conversion | hub7 | 43.6957 | 6650.7829 |  | 0 | 0 | 0
Solution 3 | stage0 | stage0 | Pump DHW | Conversion | hub8 | 43.6957 | 6650.7829 |  | 0 | 0 | 0
Solution 3 | stage0 | stage0 | Pump DHW | Conversion | hub9 | 71.4402 | 6761.7607 |  | 0 | 0 | 0
Solution 3 | stage0 | stage0 | Pump SH | Conversion | hub1 | 2304.5377 | 153051.434 |  | 0 | 0 | 0
Solution 3 | stage0 | stage0 | Pump SH | Conversion | hub10 | 135.9123 | 70643.6666 |  | 0 | 0 | 0
Solution 3 | stage0 | stage0 | Pump SH | Conversion | hub11 | 218.5355 | 73783.3473 |  | 0 | 0 | 0
Solution 3 | stage0 | stage0 | Pump SH | Conversion | hub12 | 2153.8699 | 147326.0568 |  | 0 | 0 | 0
Solution 3 | stage0 | stage0 | Pump SH | Conversion | hub13 | 140.401 | 70814.2363 |  | 0 | 0 | 0
Solution 3 | stage0 | stage0 | Pump SH | Conversion | hub14 | 142.1925 | 70882.315 |  | 0 | 0 | 0
Solution 3 | stage0 | stage0 | Pump SH | Conversion | hub2 | 279.8181 | 76112.0868 |  | 0 | 0 | 0
Solution 3 | stage0 | stage0 | Pump SH | Conversion | hub3 | 58.7399 | 67711.1175 |  | 0 | 0 | 0
Solution 3 | stage0 | stage0 | Pump SH | Conversion | hub4 | 273.5294 | 75873.1155 |  | 0 | 0 | 0
Solution 3 | stage0 | stage0 | Pump SH | Conversion | hub5 | 136.167 | 70653.3444 |  | 0 | 0 | 0
Solution 3 | stage0 | stage0 | Pump SH | Conversion | hub6 | 115.1239 | 69853.7071 |  | 0 | 0 | 0
Solution 3 | stage0 | stage0 | Pump SH | Conversion | hub7 | 104.0534 | 69433.0295 |  | 0 | 0 | 0
Solution 3 | stage0 | stage0 | Pump SH | Conversion | hub8 | 100.9653 | 69315.682 |  | 0 | 0 | 0
Solution 3 | stage0 | stage0 | Pump SH | Conversion | hub9 | 674.3585 | 91104.6234 |  | 0 | 0 | 0
Solution 3 | stage0 | stage0 | Pump cooling | Conversion | hub1 | 2746.524 | 128799.7209 |  | 0 | 0 | 0
Solution 3 | stage0 | stage0 | Pump cooling | Conversion | hub10 | 43.5653 | 47710.9591 |  | 0 | 0 | 0
Solution 3 | stage0 | stage0 | Pump cooling | Conversion | hub11 | 266.7618 | 54406.8527 |  | 0 | 0 | 0
Solution 3 | stage0 | stage0 | Pump cooling | Conversion | hub12 | 4679.9342 | 186802.0256 |  | 0 | 0 | 0
Solution 3 | stage0 | stage0 | Pump cooling | Conversion | hub13 | 151.9881 | 50963.6432 |  | 0 | 0 | 0
Solution 3 | stage0 | stage0 | Pump cooling | Conversion | hub14 | 103.6616 | 49513.8471 |  | 0 | 0 | 0
Solution 3 | stage0 | stage0 | Pump cooling | Conversion | hub2 | 326.6423 | 56203.2698 |  | 0 | 0 | 0
Solution 3 | stage0 | stage0 | Pump cooling | Conversion | hub3 | 100.4378 | 49417.1337 |  | 0 | 0 | 0
Solution 3 | stage0 | stage0 | Pump cooling | Conversion | hub4 | 748.031 | 68844.9301 |  | 0 | 0 | 0
Solution 3 | stage0 | stage0 | Pump cooling | Conversion | hub5 | 380.9923 | 57833.7705 |  | 0 | 0 | 0
Solution 3 | stage0 | stage0 | Pump cooling | Conversion | hub6 | 127.8045 | 50238.1341 |  | 0 | 0 | 0
Solution 3 | stage0 | stage0 | Pump cooling | Conversion | hub7 | 264.3832 | 54335.4958 |  | 0 | 0 | 0
Solution 3 | stage0 | stage0 | Pump cooling | Conversion | hub8 | 267.1967 | 54419.9003 |  | 0 | 0 | 0
Solution 3 | stage0 | stage0 | Pump cooling | Conversion | hub9 | 1086.2268 | 78990.8032 |  | 0 | 0 | 0
Solution 3 | stage0 | stage0 | cooling tower a2w | Conversion | hub1 | 3893.9284 | 0 |  | 0 | 0 | 0
Solution 3 | stage0 | stage0 | cooling tower a2w | Conversion | hub10 | 58.8906 | 0 |  | 0 | 0 | 0
Solution 3 | stage0 | stage0 | cooling tower a2w | Conversion | hub11 | 360.6024 | 0 |  | 0 | 0 | 0
Solution 3 | stage0 | stage0 | cooling tower a2w | Conversion | hub12 | 6326.2277 | 0 |  | 0 | 0 | 0
Solution 3 | stage0 | stage0 | cooling tower a2w | Conversion | hub13 | 221.6493 | 0 |  | 0 | 0 | 0
Solution 3 | stage0 | stage0 | cooling tower a2w | Conversion | hub14 | 151.1731 | 0 |  | 0 | 0 | 0
Solution 3 | stage0 | stage0 | cooling tower a2w | Conversion | hub2 | 476.3534 | 0 |  | 0 | 0 | 0
Solution 3 | stage0 | stage0 | cooling tower a2w | Conversion | hub3 | 142.7339 | 0 |  | 0 | 0 | 0
Solution 3 | stage0 | stage0 | cooling tower a2w | Conversion | hub4 | 1011.1712 | 0 |  | 0 | 0 | 0
Solution 3 | stage0 | stage0 | cooling tower a2w | Conversion | hub5 | 515.0167 | 0 |  | 0 | 0 | 0
Solution 3 | stage0 | stage0 | cooling tower a2w | Conversion | hub6 | 172.7632 | 0 |  | 0 | 0 | 0
Solution 3 | stage0 | stage0 | cooling tower a2w | Conversion | hub7 | 357.3871 | 0 |  | 0 | 0 | 0
Solution 3 | stage0 | stage0 | cooling tower a2w | Conversion | hub8 | 361.1903 | 0 |  | 0 | 0 | 0
Solution 3 | stage0 | stage0 | cooling tower a2w | Conversion | hub9 | 1468.3364 | 0 |  | 0 | 0 | 0
Solution 3 | stage0 | stage0 | parking to pv | Conversion | plant | 3155.8603 | 12623441.2635 |  | 0 | 1718566.2236 | 0
Solution 3 | stage0 | stage0 | pv to hub | Conversion | hub1 | 902.8796 | 0 |  | 0 | 0 | 0
Solution 3 | stage0 | stage0 | pv to hub | Conversion | hub10 | 18.9455 | 0 |  | 0 | 0 | 0
Solution 3 | stage0 | stage0 | pv to hub | Conversion | hub11 | 142.189 | 0 |  | 0 | 0 | 0
Solution 3 | stage0 | stage0 | pv to hub | Conversion | hub12 | 2210.2557 | 0 |  | 0 | 0 | 0
Solution 3 | stage0 | stage0 | pv to hub | Conversion | hub13 | 14.6276 | 0 |  | 0 | 0 | 0
Solution 3 | stage0 | stage0 | pv to hub | Conversion | hub14 | 20.8092 | 0 |  | 0 | 0 | 0
Solution 3 | stage0 | stage0 | pv to hub | Conversion | hub2 | 69.9723 | 0 |  | 0 | 0 | 0
Solution 3 | stage0 | stage0 | pv to hub | Conversion | hub3 | 57.4143 | 0 |  | 0 | 0 | 0
Solution 3 | stage0 | stage0 | pv to hub | Conversion | hub4 | 195.8838 | 0 |  | 0 | 0 | 0
Solution 3 | stage0 | stage0 | pv to hub | Conversion | hub5 | 108.3278 | 0 |  | 0 | 0 | 0
Solution 3 | stage0 | stage0 | pv to hub | Conversion | hub6 | 107.3627 | 0 |  | 0 | 0 | 0
Solution 3 | stage0 | stage0 | pv to hub | Conversion | hub7 | 79.776 | 0 |  | 0 | 0 | 0
Solution 3 | stage0 | stage0 | pv to hub | Conversion | hub8 | 77.1471 | 0 |  | 0 | 0 | 0
Solution 3 | stage0 | stage0 | pv to hub | Conversion | hub9 | 320.3922 | 0 |  | 0 | 0 | 0
Solution 3 | stage0 | stage0 | rooftop to pv | Conversion | plant | 711.1506 | 2489027.0328 |  | 0 | 338858.2954 | 0
Solution 3 | stage0 | stage0 | Generic Hot Water Storage hub1 | Storage | hub1 | 0.1 | 13804.9 |  | 0 | 0 | 0
Solution 3 | stage0 | stage0 | Generic Hot Water Storage hub2 | Storage | hub2 | 0.1 | 13804.9 |  | 0 | 0 | 0
Solution 3 | stage0 | stage0 | Generic Hot Water Storage hub3 | Storage | hub3 | 0.1 | 13804.9 |  | 0 | 0 | 0
Solution 3 | stage0 | stage0 | Generic Hot Water Storage hub4 | Storage | hub4 | 236.3403 | 25380.6733 |  | 0 | 0 | 0
Solution 3 | stage0 | stage0 | Generic Hot Water Storage hub5 | Storage | hub5 | 137.768 | 20550.632 |  | 0 | 0 | 0
Solution 3 | stage0 | stage0 | Generic Hot Water Storage hub6 | Storage | hub6 | 0.1 | 13804.9 |  | 0 | 0 | 0
Solution 3 | stage0 | stage0 | Generic Hot Water Storage hub7 | Storage | hub7 | 109.0796 | 19144.9028 |  | 0 | 0 | 0
Solution 3 | stage0 | stage0 | Generic Hot Water Storage hub8 | Storage | hub8 | 109.0796 | 19144.9028 |  | 0 | 0 | 0
Solution 3 | stage0 | stage0 | Generic Hot Water Storage hub10 | Storage | hub10 | 0.1 | 13804.9 |  | 0 | 0 | 0
Solution 3 | stage0 | stage0 | Generic Hot Water Storage hub11 | Storage | hub11 | 132.2567 | 20280.5772 |  | 0 | 0 | 0
Solution 3 | stage0 | stage0 | Generic Hot Water Storage hub13 | Storage | hub13 | 0.1 | 13804.9 |  | 0 | 0 | 0
Solution 3 | stage0 | stage0 | Generic Hot Water Storage hub14 | Storage | hub14 | 0.1 | 13804.9 |  | 0 | 0 | 0
Solution 3 | stage0 | stage0 | battery | Storage | plant | 0.1 | 75.7 | 15 | 56.7303 | 34.3529 | 0
Solution 3 | stage0 | stage0 | Generic Hot Water Storage hub12 | Storage | hub12 | 1946.7365 | 109190.0884 |  | 0 | 0 | 0
Solution 3 | stage0 | stage0 | Generic Hot Water Storage hub9 | Storage | hub9 | 178.3393 | 22538.6279 |  | 0 | 0 | 0
Solution 3 | stage0 | stage0 | pv_loop | Network | hub13_to_hub14_pv_loop | 20.8092 | 0 |  | 0 | 0 | 0
Solution 3 | stage0 | stage0 | pv_loop | Network | hub2_to_hub3_pv_loop | 3133.8176 | 0 |  | 0 | 0 | 0
Solution 3 | stage0 | stage0 | pv_loop | Network | hub12_to_hub13_pv_loop | 24.7485 | 0 |  | 0 | 0 | 0
Solution 3 | stage0 | stage0 | pv_loop | Network | plant_to_hub1_pv_loop | 3866.9109 | 0 |  | 0 | 0 | 0
Solution 3 | stage0 | stage0 | pv_loop | Network | hub1_to_hub2_pv_loop | 3159.0184 | 0 |  | 0 | 0 | 0
Solution 3 | stage0 | stage0 | pv_loop | Network | hub3_to_hub4_pv_loop | 3097.7281 | 0 |  | 0 | 0 | 0
Solution 3 | stage0 | stage0 | pv_loop | Network | hub4_to_hub5_pv_loop | 2901.8443 | 0 |  | 0 | 0 | 0
Solution 3 | stage0 | stage0 | pv_loop | Network | hub5_to_hub6_pv_loop | 2793.5166 | 0 |  | 0 | 0 | 0
Solution 3 | stage0 | stage0 | pv_loop | Network | hub6_to_hub7_pv_loop | 2791.5112 | 0 |  | 0 | 0 | 0
Solution 3 | stage0 | stage0 | pv_loop | Network | hub7_to_hub8_pv_loop | 2711.7352 | 0 |  | 0 | 0 | 0
Solution 3 | stage0 | stage0 | pv_loop | Network | hub8_to_hub9_pv_loop | 2634.5882 | 0 |  | 0 | 0 | 0
Solution 3 | stage0 | stage0 | pv_loop | Network | hub9_to_hub10_pv_loop | 2314.196 | 0 |  | 0 | 0 | 0
Solution 3 | stage0 | stage0 | pv_loop | Network | hub10_to_hub11_pv_loop | 2313.3632 | 0 |  | 0 | 0 | 0
Solution 3 | stage0 | stage0 | pv_loop | Network | hub11_to_hub12_pv_loop | 2210.9201 | 0 |  | 0 | 0 | 0
Solution 4 | stage0 | stage0 | A2W HP | Conversion | hub1 | 3504.5356 | 7253032.392 |  | 0 | 0 | 0
Solution 4 | stage0 | stage0 | A2W HP | Conversion | hub10 | 53.0015 | 129066.1365 |  | 0 | 0 | 0
Solution 4 | stage0 | stage0 | A2W HP | Conversion | hub11 | 324.5422 | 689526.0666 |  | 0 | 0 | 0
Solution 4 | stage0 | stage0 | A2W HP | Conversion | hub12 | 5693.6049 | 11771271.5691 |  | 0 | 0 | 0
Solution 4 | stage0 | stage0 | A2W HP | Conversion | hub13 | 199.4844 | 431406.7792 |  | 0 | 0 | 0
Solution 4 | stage0 | stage0 | A2W HP | Conversion | hub14 | 136.0558 | 300490.1958 |  | 0 | 0 | 0
Solution 4 | stage0 | stage0 | A2W HP | Conversion | hub2 | 428.7181 | 904545.0611 |  | 0 | 0 | 0
Solution 4 | stage0 | stage0 | A2W HP | Conversion | hub3 | 128.4605 | 284813.4946 |  | 0 | 0 | 0
Solution 4 | stage0 | stage0 | A2W HP | Conversion | hub4 | 910.054 | 1898022.5314 |  | 0 | 0 | 0
Solution 4 | stage0 | stage0 | A2W HP | Conversion | hub5 | 463.515 | 976366.0596 |  | 0 | 0 | 0
Solution 4 | stage0 | stage0 | A2W HP | Conversion | hub6 | 155.4868 | 340595.8297 |  | 0 | 0 | 0
Solution 4 | stage0 | stage0 | A2W HP | Conversion | hub7 | 321.6484 | 683553.3471 |  | 0 | 0 | 0
Solution 4 | stage0 | stage0 | A2W HP | Conversion | hub8 | 325.0713 | 690618.1722 |  | 0 | 0 | 0
Solution 4 | stage0 | stage0 | A2W HP | Conversion | hub9 | 1321.5028 | 2747252.7724 |  | 0 | 0 | 0
Solution 4 | stage0 | stage0 | Pump DHW | Conversion | hub11 | 34.8297 | 6615.3189 |  | 0 | 0 | 0
Solution 4 | stage0 | stage0 | Pump DHW | Conversion | hub12 | 554.1475 | 8692.59 |  | 0 | 0 | 0
Solution 4 | stage0 | stage0 | Pump DHW | Conversion | hub4 | 94.6748 | 6854.6992 |  | 0 | 0 | 0
Solution 4 | stage0 | stage0 | Pump DHW | Conversion | hub5 | 55.1879 | 6696.7517 |  | 0 | 0 | 0
Solution 4 | stage0 | stage0 | Pump DHW | Conversion | hub7 | 43.6957 | 6650.7829 |  | 0 | 0 | 0
Solution 4 | stage0 | stage0 | Pump DHW | Conversion | hub8 | 43.6957 | 6650.7829 |  | 0 | 0 | 0
Solution 4 | stage0 | stage0 | Pump DHW | Conversion | hub9 | 71.4402 | 6761.7607 |  | 0 | 0 | 0
Solution 4 | stage0 | stage0 | Pump SH | Conversion | hub1 | 2304.5377 | 153051.434 |  | 0 | 0 | 0
Solution 4 | stage0 | stage0 | Pump SH | Conversion | hub10 | 135.9123 | 70643.6666 |  | 0 | 0 | 0
Solution 4 | stage0 | stage0 | Pump SH | Conversion | hub11 | 218.5355 | 73783.3473 |  | 0 | 0 | 0
Solution 4 | stage0 | stage0 | Pump SH | Conversion | hub12 | 2153.8699 | 147326.0568 |  | 0 | 0 | 0
Solution 4 | stage0 | stage0 | Pump SH | Conversion | hub13 | 140.401 | 70814.2363 |  | 0 | 0 | 0
Solution 4 | stage0 | stage0 | Pump SH | Conversion | hub14 | 142.1925 | 70882.315 |  | 0 | 0 | 0
Solution 4 | stage0 | stage0 | Pump SH | Conversion | hub2 | 279.8181 | 76112.0868 |  | 0 | 0 | 0
Solution 4 | stage0 | stage0 | Pump SH | Conversion | hub3 | 58.7399 | 67711.1175 |  | 0 | 0 | 0
Solution 4 | stage0 | stage0 | Pump SH | Conversion | hub4 | 273.5294 | 75873.1155 |  | 0 | 0 | 0
Solution 4 | stage0 | stage0 | Pump SH | Conversion | hub5 | 136.167 | 70653.3444 |  | 0 | 0 | 0
Solution 4 | stage0 | stage0 | Pump SH | Conversion | hub6 | 115.1239 | 69853.7071 |  | 0 | 0 | 0
Solution 4 | stage0 | stage0 | Pump SH | Conversion | hub7 | 104.0534 | 69433.0295 |  | 0 | 0 | 0
Solution 4 | stage0 | stage0 | Pump SH | Conversion | hub8 | 100.9653 | 69315.682 |  | 0 | 0 | 0
Solution 4 | stage0 | stage0 | Pump SH | Conversion | hub9 | 674.3585 | 91104.6234 |  | 0 | 0 | 0
Solution 4 | stage0 | stage0 | Pump cooling | Conversion | hub1 | 2746.524 | 128799.7209 |  | 0 | 0 | 0
Solution 4 | stage0 | stage0 | Pump cooling | Conversion | hub10 | 43.5653 | 47710.9591 |  | 0 | 0 | 0
Solution 4 | stage0 | stage0 | Pump cooling | Conversion | hub11 | 266.7618 | 54406.8527 |  | 0 | 0 | 0
Solution 4 | stage0 | stage0 | Pump cooling | Conversion | hub12 | 4679.9342 | 186802.0256 |  | 0 | 0 | 0
Solution 4 | stage0 | stage0 | Pump cooling | Conversion | hub13 | 151.9881 | 50963.6432 |  | 0 | 0 | 0
Solution 4 | stage0 | stage0 | Pump cooling | Conversion | hub14 | 103.6616 | 49513.8471 |  | 0 | 0 | 0
Solution 4 | stage0 | stage0 | Pump cooling | Conversion | hub2 | 326.6423 | 56203.2698 |  | 0 | 0 | 0
Solution 4 | stage0 | stage0 | Pump cooling | Conversion | hub3 | 100.4378 | 49417.1337 |  | 0 | 0 | 0
Solution 4 | stage0 | stage0 | Pump cooling | Conversion | hub4 | 748.031 | 68844.9301 |  | 0 | 0 | 0
Solution 4 | stage0 | stage0 | Pump cooling | Conversion | hub5 | 380.9923 | 57833.7705 |  | 0 | 0 | 0
Solution 4 | stage0 | stage0 | Pump cooling | Conversion | hub6 | 127.8045 | 50238.1341 |  | 0 | 0 | 0
Solution 4 | stage0 | stage0 | Pump cooling | Conversion | hub7 | 264.3832 | 54335.4958 |  | 0 | 0 | 0
Solution 4 | stage0 | stage0 | Pump cooling | Conversion | hub8 | 267.1967 | 54419.9003 |  | 0 | 0 | 0
Solution 4 | stage0 | stage0 | Pump cooling | Conversion | hub9 | 1086.2268 | 78990.8032 |  | 0 | 0 | 0
Solution 4 | stage0 | stage0 | cooling tower a2w | Conversion | hub1 | 3893.9284 | 0 |  | 0 | 0 | 0
Solution 4 | stage0 | stage0 | cooling tower a2w | Conversion | hub10 | 58.8906 | 0 |  | 0 | 0 | 0
Solution 4 | stage0 | stage0 | cooling tower a2w | Conversion | hub11 | 360.6024 | 0 |  | 0 | 0 | 0
Solution 4 | stage0 | stage0 | cooling tower a2w | Conversion | hub12 | 6326.2277 | 0 |  | 0 | 0 | 0
Solution 4 | stage0 | stage0 | cooling tower a2w | Conversion | hub13 | 221.6493 | 0 |  | 0 | 0 | 0
Solution 4 | stage0 | stage0 | cooling tower a2w | Conversion | hub14 | 151.1731 | 0 |  | 0 | 0 | 0
Solution 4 | stage0 | stage0 | cooling tower a2w | Conversion | hub2 | 476.3534 | 0 |  | 0 | 0 | 0
Solution 4 | stage0 | stage0 | cooling tower a2w | Conversion | hub3 | 142.7339 | 0 |  | 0 | 0 | 0
Solution 4 | stage0 | stage0 | cooling tower a2w | Conversion | hub4 | 1011.1712 | 0 |  | 0 | 0 | 0
Solution 4 | stage0 | stage0 | cooling tower a2w | Conversion | hub5 | 515.0167 | 0 |  | 0 | 0 | 0
Solution 4 | stage0 | stage0 | cooling tower a2w | Conversion | hub6 | 172.7632 | 0 |  | 0 | 0 | 0
Solution 4 | stage0 | stage0 | cooling tower a2w | Conversion | hub7 | 357.3871 | 0 |  | 0 | 0 | 0
Solution 4 | stage0 | stage0 | cooling tower a2w | Conversion | hub8 | 361.1903 | 0 |  | 0 | 0 | 0
Solution 4 | stage0 | stage0 | cooling tower a2w | Conversion | hub9 | 1468.3364 | 0 |  | 0 | 0 | 0
Solution 4 | stage0 | stage0 | parking to pv | Conversion | plant | 5043.6508 | 20174603.04 |  | 0 | 2746587.926 | 0
Solution 4 | stage0 | stage0 | pv to hub | Conversion | hub1 | 1010.5521 | 0 |  | 0 | 0 | 0
Solution 4 | stage0 | stage0 | pv to hub | Conversion | hub10 | 24.373 | 0 |  | 0 | 0 | 0
Solution 4 | stage0 | stage0 | pv to hub | Conversion | hub11 | 133.5337 | 0 |  | 0 | 0 | 0
Solution 4 | stage0 | stage0 | pv to hub | Conversion | hub12 | 1613.0244 | 0 |  | 0 | 0 | 0
Solution 4 | stage0 | stage0 | pv to hub | Conversion | hub13 | 14.6276 | 0 |  | 0 | 0 | 0
Solution 4 | stage0 | stage0 | pv to hub | Conversion | hub14 | 33.5138 | 0 |  | 0 | 0 | 0
Solution 4 | stage0 | stage0 | pv to hub | Conversion | hub2 | 90.8933 | 0 |  | 0 | 0 | 0
Solution 4 | stage0 | stage0 | pv to hub | Conversion | hub3 | 60.0128 | 0 |  | 0 | 0 | 0
Solution 4 | stage0 | stage0 | pv to hub | Conversion | hub4 | 203.0914 | 0 |  | 0 | 0 | 0
Solution 4 | stage0 | stage0 | pv to hub | Conversion | hub5 | 119.4587 | 0 |  | 0 | 0 | 0
Solution 4 | stage0 | stage0 | pv to hub | Conversion | hub6 | 107.3627 | 0 |  | 0 | 0 | 0
Solution 4 | stage0 | stage0 | pv to hub | Conversion | hub7 | 72.4693 | 0 |  | 0 | 0 | 0
Solution 4 | stage0 | stage0 | pv to hub | Conversion | hub8 | 72.4218 | 0 |  | 0 | 0 | 0
Solution 4 | stage0 | stage0 | pv to hub | Conversion | hub9 | 356.3377 | 0 |  | 0 | 0 | 0
Solution 4 | stage0 | stage0 | rooftop to pv | Conversion | plant | 711.1506 | 2489027.0328 |  | 0 | 338858.2954 | 0
Solution 4 | stage0 | stage0 | Generic Hot Water Storage hub1 | Storage | hub1 | 0.1 | 13804.9 |  | 0 | 0 | 0
Solution 4 | stage0 | stage0 | Generic Hot Water Storage hub2 | Storage | hub2 | 0.1 | 13804.9 |  | 0 | 0 | 0
Solution 4 | stage0 | stage0 | Generic Hot Water Storage hub3 | Storage | hub3 | 0.1 | 13804.9 |  | 0 | 0 | 0
Solution 4 | stage0 | stage0 | Generic Hot Water Storage hub4 | Storage | hub4 | 427.9268 | 34768.4129 |  | 0 | 0 | 0
Solution 4 | stage0 | stage0 | Generic Hot Water Storage hub5 | Storage | hub5 | 249.4484 | 26022.9717 |  | 0 | 0 | 0
Solution 4 | stage0 | stage0 | Generic Hot Water Storage hub6 | Storage | hub6 | 0.1 | 13804.9 |  | 0 | 0 | 0
Solution 4 | stage0 | stage0 | Generic Hot Water Storage hub7 | Storage | hub7 | 197.5042 | 23477.7043 |  | 0 | 0 | 0
Solution 4 | stage0 | stage0 | Generic Hot Water Storage hub8 | Storage | hub8 | 197.5042 | 23477.7043 |  | 0 | 0 | 0
Solution 4 | stage0 | stage0 | Generic Hot Water Storage hub10 | Storage | hub10 | 0.1 | 13804.9 |  | 0 | 0 | 0
Solution 4 | stage0 | stage0 | Generic Hot Water Storage hub11 | Storage | hub11 | 12.2266 | 14399.1021 |  | 0 | 0 | 0
Solution 4 | stage0 | stage0 | Generic Hot Water Storage hub13 | Storage | hub13 | 0.1 | 13804.9 |  | 0 | 0 | 0
Solution 4 | stage0 | stage0 | Generic Hot Water Storage hub14 | Storage | hub14 | 0.1 | 13804.9 |  | 0 | 0 | 0
Solution 4 | stage0 | stage0 | battery | Storage | plant | 7282.5365 | 5512880.1585 | 15 | 4131401.8174 | 2501760.927 | 0
Solution 4 | stage0 | stage0 | Generic Hot Water Storage hub12 | Storage | hub12 | 3059.334 | 163707.3636 |  | 0 | 0 | 0
Solution 4 | stage0 | stage0 | Generic Hot Water Storage hub9 | Storage | hub9 | 322.9104 | 29622.6093 |  | 0 | 0 | 0
Solution 4 | stage0 | stage0 | pv_loop | Network | hub13_to_hub14_pv_loop | 33.5138 | 0 |  | 0 | 0 | 0
Solution 4 | stage0 | stage0 | pv_loop | Network | hub2_to_hub3_pv_loop | 2399.6956 | 0 |  | 0 | 0 | 0
Solution 4 | stage0 | stage0 | pv_loop | Network | hub12_to_hub13_pv_loop | 33.5138 | 0 |  | 0 | 0 | 0
Solution 4 | stage0 | stage0 | pv_loop | Network | plant_to_hub1_pv_loop | 3440.5311 | 0 |  | 0 | 0 | 0
Solution 4 | stage0 | stage0 | pv_loop | Network | hub1_to_hub2_pv_loop | 2470.567 | 0 |  | 0 | 0 | 0
Solution 4 | stage0 | stage0 | pv_loop | Network | hub3_to_hub4_pv_loop | 2363.6061 | 0 |  | 0 | 0 | 0
Solution 4 | stage0 | stage0 | pv_loop | Network | hub4_to_hub5_pv_loop | 2189.0625 | 0 |  | 0 | 0 | 0
Solution 4 | stage0 | stage0 | pv_loop | Network | hub5_to_hub6_pv_loop | 2127.1145 | 0 |  | 0 | 0 | 0
Solution 4 | stage0 | stage0 | pv_loop | Network | hub6_to_hub7_pv_loop | 2115.0132 | 0 |  | 0 | 0 | 0
Solution 4 | stage0 | stage0 | pv_loop | Network | hub7_to_hub8_pv_loop | 2080.0866 | 0 |  | 0 | 0 | 0
Solution 4 | stage0 | stage0 | pv_loop | Network | hub8_to_hub9_pv_loop | 2041.5864 | 0 |  | 0 | 0 | 0
Solution 4 | stage0 | stage0 | pv_loop | Network | hub9_to_hub10_pv_loop | 1709.8369 | 0 |  | 0 | 0 | 0
Solution 4 | stage0 | stage0 | pv_loop | Network | hub10_to_hub11_pv_loop | 1709.0042 | 0 |  | 0 | 0 | 0
Solution 4 | stage0 | stage0 | pv_loop | Network | hub11_to_hub12_pv_loop | 1614.466 | 0 |  | 0 | 0 | 0

## Capacity Limits
Solution | Stage | Name | Type | Hub or Link | Capacity (kW or KWh) | Min capacity (kW or KWh) | Max capacity (kW or KWh)
Solution 1 | stage0 | A2W HP Mode 2 | Conversion | hub1 | 1000000 | 0.1 | 1000000
Solution 1 | stage0 | A2W HP Mode 2 | Conversion | hub10 | 1000000 | 0.1 | 1000000
Solution 1 | stage0 | A2W HP Mode 2 | Conversion | hub13 | 1000000 | 0.1 | 1000000
Solution 1 | stage0 | A2W HP Mode 2 | Conversion | hub14 | 1000000 | 0.1 | 1000000
Solution 1 | stage0 | A2W HP Mode 2 | Conversion | hub2 | 1000000 | 0.1 | 1000000
Solution 1 | stage0 | A2W HP Mode 2 | Conversion | hub3 | 1000000 | 0.1 | 1000000
Solution 1 | stage0 | A2W HP Mode 2 | Conversion | hub6 | 1000000 | 0.1 | 1000000
Solution 1 | stage0 | Generic Hot Water Storage hub1 | Storage | hub1 | 0.1 | 0.1 | 11111111.1111
Solution 1 | stage0 | Generic Hot Water Storage hub2 | Storage | hub2 | 0.1 | 0.1 | 11111111.1111
Solution 1 | stage0 | Generic Hot Water Storage hub3 | Storage | hub3 | 0.1 | 0.1 | 11111111.1111
Solution 1 | stage0 | Generic Hot Water Storage hub6 | Storage | hub6 | 0.1 | 0.1 | 11111111.1111
Solution 1 | stage0 | Generic Hot Water Storage hub10 | Storage | hub10 | 0.1 | 0.1 | 11111111.1111
Solution 1 | stage0 | Generic Hot Water Storage hub13 | Storage | hub13 | 0.1 | 0.1 | 11111111.1111
Solution 1 | stage0 | Generic Hot Water Storage hub14 | Storage | hub14 | 0.1 | 0.1 | 11111111.1111
Solution 2 | stage0 | A2W HP Mode 2 | Conversion | hub1 | 0.1 | 0.1 | 1000000
Solution 2 | stage0 | A2W HP Mode 2 | Conversion | hub10 | 0.1 | 0.1 | 1000000
Solution 2 | stage0 | A2W HP Mode 2 | Conversion | hub13 | 0.1 | 0.1 | 1000000
Solution 2 | stage0 | A2W HP Mode 2 | Conversion | hub14 | 0.1 | 0.1 | 1000000
Solution 2 | stage0 | A2W HP Mode 2 | Conversion | hub2 | 0.1 | 0.1 | 1000000
Solution 2 | stage0 | A2W HP Mode 2 | Conversion | hub3 | 0.1 | 0.1 | 1000000
Solution 2 | stage0 | A2W HP Mode 2 | Conversion | hub6 | 0.1 | 0.1 | 1000000
Solution 2 | stage0 | Generic Hot Water Storage hub1 | Storage | hub1 | 0.1 | 0.1 | 11111111.1111
Solution 2 | stage0 | Generic Hot Water Storage hub2 | Storage | hub2 | 0.1 | 0.1 | 11111111.1111
Solution 2 | stage0 | Generic Hot Water Storage hub3 | Storage | hub3 | 0.1 | 0.1 | 11111111.1111
Solution 2 | stage0 | Generic Hot Water Storage hub6 | Storage | hub6 | 0.1 | 0.1 | 11111111.1111
Solution 2 | stage0 | Generic Hot Water Storage hub10 | Storage | hub10 | 0.1 | 0.1 | 11111111.1111
Solution 2 | stage0 | Generic Hot Water Storage hub13 | Storage | hub13 | 0.1 | 0.1 | 11111111.1111
Solution 2 | stage0 | Generic Hot Water Storage hub14 | Storage | hub14 | 0.1 | 0.1 | 11111111.1111
Solution 2 | stage0 | battery | Storage | plant | 0.1 | 0.1 | 8607
Solution 3 | stage0 | A2W HP Mode 2 | Conversion | hub1 | 0.1 | 0.1 | 1000000
Solution 3 | stage0 | A2W HP Mode 2 | Conversion | hub10 | 0.1 | 0.1 | 1000000
Solution 3 | stage0 | A2W HP Mode 2 | Conversion | hub13 | 0.1 | 0.1 | 1000000
Solution 3 | stage0 | A2W HP Mode 2 | Conversion | hub14 | 0.1 | 0.1 | 1000000
Solution 3 | stage0 | A2W HP Mode 2 | Conversion | hub2 | 0.1 | 0.1 | 1000000
Solution 3 | stage0 | A2W HP Mode 2 | Conversion | hub3 | 0.1 | 0.1 | 1000000
Solution 3 | stage0 | A2W HP Mode 2 | Conversion | hub6 | 0.1 | 0.1 | 1000000
Solution 3 | stage0 | Generic Hot Water Storage hub1 | Storage | hub1 | 0.1 | 0.1 | 11111111.1111
Solution 3 | stage0 | Generic Hot Water Storage hub2 | Storage | hub2 | 0.1 | 0.1 | 11111111.1111
Solution 3 | stage0 | Generic Hot Water Storage hub3 | Storage | hub3 | 0.1 | 0.1 | 11111111.1111
Solution 3 | stage0 | Generic Hot Water Storage hub6 | Storage | hub6 | 0.1 | 0.1 | 11111111.1111
Solution 3 | stage0 | Generic Hot Water Storage hub10 | Storage | hub10 | 0.1 | 0.1 | 11111111.1111
Solution 3 | stage0 | Generic Hot Water Storage hub13 | Storage | hub13 | 0.1 | 0.1 | 11111111.1111
Solution 3 | stage0 | Generic Hot Water Storage hub14 | Storage | hub14 | 0.1 | 0.1 | 11111111.1111
Solution 3 | stage0 | battery | Storage | plant | 0.1 | 0.1 | 8607
Solution 4 | stage0 | A2W HP Mode 2 | Conversion | hub1 | 0.1 | 0.1 | 1000000
Solution 4 | stage0 | A2W HP Mode 2 | Conversion | hub10 | 0.1 | 0.1 | 1000000
Solution 4 | stage0 | A2W HP Mode 2 | Conversion | hub13 | 0.1 | 0.1 | 1000000
Solution 4 | stage0 | A2W HP Mode 2 | Conversion | hub14 | 0.1 | 0.1 | 1000000
Solution 4 | stage0 | A2W HP Mode 2 | Conversion | hub2 | 0.1 | 0.1 | 1000000
Solution 4 | stage0 | A2W HP Mode 2 | Conversion | hub3 | 0.1 | 0.1 | 1000000
Solution 4 | stage0 | A2W HP Mode 2 | Conversion | hub6 | 0.1 | 0.1 | 1000000
Solution 4 | stage0 | Generic Hot Water Storage hub1 | Storage | hub1 | 0.1 | 0.1 | 11111111.1111
Solution 4 | stage0 | Generic Hot Water Storage hub2 | Storage | hub2 | 0.1 | 0.1 | 11111111.1111
Solution 4 | stage0 | Generic Hot Water Storage hub3 | Storage | hub3 | 0.1 | 0.1 | 11111111.1111
Solution 4 | stage0 | Generic Hot Water Storage hub6 | Storage | hub6 | 0.1 | 0.1 | 11111111.1111
Solution 4 | stage0 | Generic Hot Water Storage hub10 | Storage | hub10 | 0.1 | 0.1 | 11111111.1111
Solution 4 | stage0 | Generic Hot Water Storage hub13 | Storage | hub13 | 0.1 | 0.1 | 11111111.1111
Solution 4 | stage0 | Generic Hot Water Storage hub14 | Storage | hub14 | 0.1 | 0.1 | 11111111.1111

## Imports
Solution | Name | Stage | Hub | Capacity (kW) | Imported energy (kWh/year) | Monthly capacity (kW)
Solution 1 | Gas | stage0 | hub10 | 151.014 | 0 | 151.014, 59.362, 60.879, 47.085, 19.307, 0.0, 0.0, 0.0, 0.0, 44.829, 57.577, 59.362
Solution 1 | Gas | stage0 | hub8 | 139.595 | 0 | 139.595, 134.084, 136.619, 80.009, 48.02, 40.675, 37.495, 37.495, 40.675, 74.075, 95.862, 134.084
Solution 1 | Gas | stage0 | hub11 | 279.445 | 0 | 279.445, 279.077, 276.621, 276.621, 261.258, 187.529, 193.611, 193.611, 209.321, 275.974, 279.077, 279.077
Solution 1 | Gas | stage0 | hub7 | 142.053 | 0 | 142.053, 137.515, 138.636, 80.935, 48.02, 40.675, 37.495, 37.495, 40.675, 75.305, 97.55, 137.515
Solution 1 | Gas | stage0 | hub14 | 157.992 | 0 | 157.992, 133.969, 113.51, 65.523, 27.804, 27.804, 0.0, 0.0, 11.882, 77.965, 77.965, 133.969
Solution 1 | Gas | stage0 | hub2 | 310.909 | 0 | 283.937, 310.909, 265.245, 156.581, 0.0, 0.0, 0.0, 0.0, 0.0, 156.141, 276.375, 310.909
Solution 1 | Gas | stage0 | hub3 | 65.267 | 0 | 65.267, 65.267, 65.267, 28.815, 4.952, 0.0, 0.0, 0.0, 1.227, 35.643, 38.834, 65.267
Solution 1 | Gas | stage0 | hub4 | 367.681 | 0 | 367.681, 352.423, 356.169, 195.407, 104.353, 88.129, 81.24, 81.24, 88.129, 192.324, 245.645, 352.423
Solution 1 | Gas | stage0 | hub6 | 127.915 | 0 | 127.915, 106.967, 105.613, 70.402, 18.883, 0.0, 0.0, 0.0, 0.0, 65.855, 88.352, 106.967
Solution 1 | Gas | stage0 | hub1 | 2560.597 | 0 | 2560.597, 2043.432, 1571.982, 817.236, 352.362, 30.02, 3.245, 30.02, 185.743, 817.236, 1443.427, 2043.432
Solution 1 | Gas | stage0 | hub13 | 156.001 | 0 | 156.001, 146.64, 144.287, 141.44, 11.102, 0.0, 0.0, 0.0, 0.0, 141.44, 144.229, 146.64
Solution 1 | Gas | stage0 | hub5 | 180.345 | 0 | 180.345, 178.957, 174.07, 96.666, 60.65, 51.372, 47.357, 47.357, 51.372, 89.162, 119.195, 178.957
Solution 1 | Gas | stage0 | hub9 | 802.999 | 0 | 778.139, 718.087, 802.999, 555.659, 289.408, 125.058, 62.303, 62.226, 103.204, 518.873, 627.947, 718.087
Solution 1 | Gas | stage0 | hub12 | 2979.679 | 0 | 2938.506, 2914.847, 2979.679, 2732.083, 1695.891, 1695.891, 1075.722, 1075.722, 1416.662, 2714.036, 2847.944, 2914.847
Solution 1 | Heat ambient in | stage0 | hub10 | 716326.531 | 34169.7337 | 669578.032, 669580.383, 686036.739, 700297.017, 716326.531, 716326.531, 716326.531, 716326.531, 716326.531, 695748.806, 695748.806, 669580.383
Solution 1 | Heat ambient in | stage0 | hub8 | 398.737 | 177381.7304 | 393.527, 393.527, 398.737, 364.925, 365.332, 365.332, 363.282, 363.282, 365.332, 363.39, 373.587, 393.527
Solution 1 | Heat ambient in | stage0 | hub11 | 564.527 | 350003.2923 | 543.829, 546.98, 546.865, 564.527, 564.527, 530.015, 533.975, 533.975, 534.874, 550.351, 546.865, 546.98
Solution 1 | Heat ambient in | stage0 | hub7 | 399.942 | 179412.6049 | 395.557, 395.557, 399.942, 365.478, 365.332, 365.332, 363.282, 363.282, 365.332, 364.059, 374.77, 395.557
Solution 1 | Heat ambient in | stage0 | hub14 | 716326.531 | 88145.1578 | 669595.043, 669596.949, 686034.408, 700302.407, 716326.531, 716326.531, 716326.531, 716326.531, 716326.531, 695756.262, 695756.262, 669596.949
Solution 1 | Heat ambient in | stage0 | hub2 | 716326.531 | 55743.1494 | 669703.353, 669730.627, 686043.801, 700284.787, 716326.531, 716326.531, 716326.531, 716326.531, 716326.531, 695743.936, 695743.936, 669730.627
Solution 1 | Heat ambient in | stage0 | hub3 | 716326.531 | 29188.191 | 669577.607, 669579.266, 686022.072, 700284.771, 716326.531, 716326.531, 716326.531, 716326.531, 716326.531, 695743.9, 695743.9, 669579.266
Solution 1 | Heat ambient in | stage0 | hub4 | 898.859 | 418368.6163 | 888.33, 888.33, 898.859, 802.839, 790.478, 790.478, 786.037, 786.037, 790.478, 800.874, 832.803, 888.33
Solution 1 | Heat ambient in | stage0 | hub6 | 716326.531 | 42836.8021 | 669604.126, 669608.817, 686044.713, 700293.089, 716326.531, 716326.531, 716326.531, 716326.531, 716326.531, 695759.232, 695759.232, 669608.817
Solution 1 | Heat ambient in | stage0 | hub1 | 716345.37 | 507197.3641 | 670406.103, 670765.428, 686406.871, 700394.758, 716345.37, 716345.37, 716328.644, 716328.644, 716345.37, 695967.608, 695967.608, 670765.428
Solution 1 | Heat ambient in | stage0 | hub13 | 716326.531 | 47513.3618 | 669631.107, 669632.512, 686068.826, 700285.175, 716326.531, 716326.531, 716326.531, 716326.531, 716326.531, 695747.971, 695747.971, 669632.512
Solution 1 | Heat ambient in | stage0 | hub5 | 504.309 | 219296.5987 | 502.507, 502.507, 504.309, 458.077, 461.196, 461.196, 458.607, 458.607, 461.196, 455.487, 471.449, 502.507
Solution 1 | Heat ambient in | stage0 | hub9 | 997.526 | 564844.5619 | 953.055, 946.778, 997.526, 849.794, 724.764, 620.551, 593.965, 593.915, 610.446, 827.822, 886.722, 946.778
Solution 1 | Heat ambient in | stage0 | hub12 | 8544.036 | 7292506.6239 | 8465.034, 8469.125, 8544.036, 8395.849, 8145.315, 8145.315, 7800.184, 7827.202, 8017.546, 8384.477, 8419.839, 8469.125
Solution 1 | Electricity | stage0 | hub10 | 350051.222 | 97219.8095 | 350051.222, 350026.039, 350026.039, 330478.854, 314001.332, 299717.51, 295384.862, 295383.351, 304258.732, 330478.17, 336549.89, 350028.088
Solution 1 | Electricity | stage0 | hub8 | 391.426 | 463944.0285 | 237.572, 228.011, 228.011, 241.505, 299.126, 366.675, 366.675, 391.426, 299.126, 237.159, 229.558, 234.941
Solution 1 | Electricity | stage0 | hub11 | 433.976 | 773179.7956 | 344.223, 337.407, 337.407, 352.848, 380.139, 418.525, 433.976, 433.976, 380.139, 324.565, 331.479, 343.248
Solution 1 | Electricity | stage0 | hub7 | 389.095 | 454213.8018 | 240.571, 231.344, 231.344, 239.967, 296.498, 365.377, 365.377, 389.095, 296.498, 235.388, 227.596, 237.296
Solution 1 | Electricity | stage0 | hub14 | 350065.607 | 165334.6771 | 350065.607, 350031.518, 350031.518, 330486.35, 313997.486, 299731.08, 295414.818, 295414.818, 304277.355, 330487.578, 336556.982, 350035.941
Solution 1 | Electricity | stage0 | hub2 | 350126.604 | 403493.8078 | 350126.604, 350109.498, 350109.498, 330534.785, 314074.745, 299732.083, 295442.49, 295417.928, 304274.664, 330534.652, 336640.169, 350124.769
Solution 1 | Electricity | stage0 | hub3 | 350064.407 | 483907.1784 | 350064.407, 350057.513, 350057.513, 330507.846, 314045.246, 299772.654, 295455.017, 295455.017, 304320.244, 330511.107, 336578.044, 350060.743
Solution 1 | Electricity | stage0 | hub4 | 960.732 | 1220644.3282 | 555.355, 531.244, 531.244, 582.838, 746.261, 951.543, 951.543, 960.732, 746.261, 564.501, 541.466, 547.325
Solution 1 | Electricity | stage0 | hub6 | 350051.886 | 85216.8078 | 350051.886, 350039.908, 350039.908, 330492.427, 314005.785, 299731.568, 295373.871, 295373.871, 304272.44, 330491.051, 336560.626, 350048.836
Solution 1 | Electricity | stage0 | hub1 | 351442.386 | 4054096.0971 | 351442.386, 350844.971, 350844.971, 331308.72, 314972.103, 299738.87, 295440.099, 295440.099, 304324.333, 331267.46, 337424.846, 351128.775
Solution 1 | Electricity | stage0 | hub13 | 350064.801 | 134996.5497 | 350064.801, 350058.599, 350058.599, 330510.604, 314006.747, 299715.452, 295379.266, 295379.266, 304263.09, 330510.604, 336581.522, 350061.481
Solution 1 | Electricity | stage0 | hub5 | 539.337 | 681913.0715 | 322.629, 308.961, 308.961, 334.885, 419.574, 524.762, 524.762, 539.337, 419.574, 323.784, 318.04, 317.823
Solution 1 | Electricity | stage0 | hub9 | 1286.703 | 3003517.507 | 775.541, 731.897, 753.427, 698.591, 998.186, 1250.109, 1250.109, 1286.703, 998.186, 668.665, 709.144, 745.057
Solution 1 | Electricity | stage0 | hub12 | 6529.116 | 14502914.1922 | 5295.027, 5260.322, 5260.322, 4970.925, 5750.344, 6363.549, 6529.116, 6529.116, 5750.344, 4892.738, 5093.138, 5273.412
Solution 2 | Gas | stage0 | hub10 | 0 | 0 | 0.0, 0.0, 0.0, 0.0, 0.0, 0.0, 0.0, 0.0, 0.0, 0.0, 0.0, 0.0
Solution 2 | Gas | stage0 | hub8 | 0 | 0 | 0.0, 0.0, 0.0, 0.0, 0.0, 0.0, 0.0, 0.0, 0.0, 0.0, 0.0, 0.0
Solution 2 | Gas | stage0 | hub11 | 0.1 | 0 | 0.0, 0.0, 0.0, 0.0, 0.0, 0.0, 0.0, 0.0, 0.0, 0.0, 0.0, 0.0
Solution 2 | Gas | stage0 | hub7 | 0.1 | 0 | 0.0, 0.0, 0.0, 0.0, 0.0, 0.0, 0.0, 0.0, 0.0, 0.0, 0.0, 0.0
Solution 2 | Gas | stage0 | hub14 | 0.1 | 0 | 0.0, 0.0, 0.0, 0.0, 0.0, 0.0, 0.0, 0.0, 0.0, 0.0, 0.0, 0.0
Solution 2 | Gas | stage0 | hub2 | 0 | 0 | 0.0, 0.0, 0.0, 0.0, 0.0, 0.0, 0.0, 0.0, 0.0, 0.0, 0.0, 0.0
Solution 2 | Gas | stage0 | hub3 | 0.1 | 0 | 0.0, 0.0, 0.0, 0.0, 0.0, 0.0, 0.0, 0.0, 0.0, 0.0, 0.0, 0.0
Solution 2 | Gas | stage0 | hub4 | 0 | 0 | 0.0, 0.0, 0.0, 0.0, 0.0, 0.0, 0.0, 0.0, 0.0, 0.0, 0.0, 0.0
Solution 2 | Gas | stage0 | hub6 | 0.1 | 0 | 0.0, 0.0, 0.0, 0.0, 0.0, 0.0, 0.0, 0.0, 0.0, 0.0, 0.0, 0.0
Solution 2 | Gas | stage0 | hub1 | 0.1 | 0 | 0.0, 0.0, 0.0, 0.0, 0.0, 0.0, 0.0, 0.0, 0.0, 0.0, 0.0, 0.0
Solution 2 | Gas | stage0 | hub13 | 0 | 0 | 0.0, 0.0, 0.0, 0.0, 0.0, 0.0, 0.0, 0.0, 0.0, 0.0, 0.0, 0.0
Solution 2 | Gas | stage0 | hub5 | 0 | 0 | 0.0, 0.0, 0.0, 0.0, 0.0, 0.0, 0.0, 0.0, 0.0, 0.0, 0.0, 0.0
Solution 2 | Gas | stage0 | hub9 | 0.1 | 0 | 0.0, 0.0, 0.0, 0.0, 0.0, 0.0, 0.0, 0.0, 0.0, 0.0, 0.0, 0.0
Solution 2 | Gas | stage0 | hub12 | 0 | 0 | 0.0, 0.0, 0.0, 0.0, 0.0, 0.0, 0.0, 0.0, 0.0, 0.0, 0.0, 0.0
Solution 2 | Heat ambient in | stage0 | hub10 | 87.372 | 34169.7337 | 87.372, 35.456, 36.362, 28.123, 12.246, 0.0, 0.0, 0.0, 0.0, 26.775, 34.058, 35.456
Solution 2 | Heat ambient in | stage0 | hub8 | 79.437 | 177466.9828 | 79.437, 79.437, 75.093, 47.962, 27.873, 27.613, 24.173, 24.173, 26.223, 44.361, 53.73, 79.437
Solution 2 | Heat ambient in | stage0 | hub11 | 153.738 | 350059.5936 | 150.233, 153.738, 145.03, 143.628, 143.628, 121.923, 125.884, 125.884, 133.447, 141.719, 149.17, 153.738
Solution 2 | Heat ambient in | stage0 | hub7 | 81.467 | 179496.5174 | 81.467, 81.467, 76.569, 48.515, 28.176, 27.704, 24.173, 24.173, 26.223, 45.096, 55.215, 81.467
Solution 2 | Heat ambient in | stage0 | hub14 | 91.409 | 88145.1578 | 91.409, 79.246, 67.144, 39.135, 17.636, 17.636, 0.0, 0.0, 7.442, 46.567, 46.567, 79.246
Solution 2 | Heat ambient in | stage0 | hub2 | 185.7 | 55743.1494 | 164.278, 185.7, 158.425, 93.523, 0.016, 0.0, 0.0, 0.0, 0.0, 93.26, 163.483, 185.7
Solution 2 | Heat ambient in | stage0 | hub3 | 38.982 | 29188.191 | 38.607, 38.607, 38.982, 17.211, 3.141, 0.0, 0.783, 0.0, 0.783, 21.289, 23.195, 38.607
Solution 2 | Heat ambient in | stage0 | hub4 | 208.112 | 418528.6654 | 208.112, 208.112, 197.535, 117.091, 98.04, 98.04, 52.375, 52.375, 56.816, 115.127, 139.246, 208.112
Solution 2 | Heat ambient in | stage0 | hub6 | 74.008 | 42836.8021 | 74.008, 63.889, 63.08, 42.049, 11.978, 0.0, 0.0, 0.0, 0.0, 39.334, 52.262, 63.889
Solution 2 | Heat ambient in | stage0 | hub1 | 1481.489 | 507197.3641 | 1481.489, 1220.5, 938.913, 488.118, 223.502, 19.365, 2.113, 19.365, 118.511, 488.118, 853.825, 1220.5
Solution 2 | Heat ambient in | stage0 | hub13 | 90.258 | 47513.3618 | 90.258, 87.585, 86.18, 84.479, 7.042, 0.0, 0.0, 0.0, 0.0, 84.479, 85.315, 87.585
Solution 2 | Heat ambient in | stage0 | hub5 | 106.013 | 219394.1562 | 106.013, 106.013, 98.315, 57.957, 39.451, 39.451, 30.531, 30.531, 33.119, 53.403, 69.239, 106.013
Solution 2 | Heat ambient in | stage0 | hub9 | 447.534 | 564958.1749 | 420.455, 400.339, 447.534, 332.169, 183.374, 79.161, 40.173, 40.123, 65.698, 310.197, 340.282, 400.339
Solution 2 | Heat ambient in | stage0 | hub12 | 1857.256 | 7293680.1081 | 1814.809, 1814.809, 1857.256, 1597.098, 1077.019, 1077.019, 684.849, 684.849, 902.211, 1617.288, 1735.075, 1814.809
Solution 2 | Electricity | stage0 | hub10 | 51.222 | 65397.2288 | 51.222, 27.497, 27.957, 23.781, 22.812, 28.766, 28.766, 32.253, 22.812, 23.098, 27.288, 28.088
Solution 2 | Electricity | stage0 | hub8 | 214.33 | 435731.9846 | 69.331, 67.529, 67.529, 82.309, 155.223, 212.378, 212.378, 214.33, 155.223, 85.409, 77.654, 67.529
Solution 2 | Electricity | stage0 | hub11 | 218.436 | 685420.5694 | 128.773, 125.555, 125.555, 143.42, 170.469, 213.502, 218.436, 218.436, 170.469, 126.032, 122.681, 128.509
Solution 2 | Electricity | stage0 | hub7 | 239.581 | 423385.0117 | 71.134, 69.456, 69.456, 80.771, 153.393, 195.038, 211.402, 239.581, 153.393, 84.564, 75.692, 69.456
Solution 2 | Electricity | stage0 | hub14 | 77.097 | 140669.6249 | 65.607, 52.928, 41.741, 31.277, 46.11, 66.846, 77.097, 77.097, 46.11, 32.506, 34.38, 52.928
Solution 2 | Electricity | stage0 | hub2 | 255.375 | 370321.5765 | 126.604, 129.457, 112.607, 79.713, 139.003, 255.375, 255.375, 255.375, 139.845, 116.33, 117.567, 129.457
Solution 2 | Electricity | stage0 | hub3 | 111.6 | 423038.2096 | 64.333, 60.694, 61.017, 61.811, 99.117, 109.572, 111.6, 111.6, 99.117, 59.718, 59.718, 60.694
Solution 2 | Electricity | stage0 | hub4 | 612.788 | 1175586.716 | 184.676, 179.078, 179.078, 223.267, 420.166, 573.689, 596.354, 612.788, 420.166, 237.058, 212.697, 179.078
Solution 2 | Electricity | stage0 | hub6 | 30.29 | 15981.1656 | 30.29, 29.278, 27.679, 2.411, 2.411, 0.658, 0.658, 0.658, 2.411, 19.425, 22.772, 29.278
Solution 2 | Electricity | stage0 | hub1 | 2288.197 | 3643175.9896 | 1442.386, 1092.065, 1000.763, 923.02, 1435.446, 2288.197, 2288.197, 2288.197, 1435.446, 907.184, 902.244, 1128.775
Solution 2 | Electricity | stage0 | hub13 | 125.439 | 131020.292 | 62.02, 59.057, 58.599, 55.532, 72.015, 124.199, 125.439, 125.439, 80.058, 55.532, 58.92, 61.481
Solution 2 | Electricity | stage0 | hub5 | 335.893 | 675147.981 | 107.034, 103.408, 103.408, 133.916, 237.842, 332.057, 335.893, 335.893, 237.842, 133.385, 126.278, 103.408
Solution 2 | Electricity | stage0 | hub9 | 947.87 | 2885016.7238 | 488.757, 457.84, 481.978, 424.123, 695.883, 937.758, 947.87, 947.87, 695.883, 413.19, 432.765, 458.273
Solution 2 | Electricity | stage0 | hub12 | 3457.314 | 12928862.1189 | 1634.145, 1599.331, 1621.723, 1582.518, 2632.631, 3280.681, 3457.314, 3457.314, 2632.631, 1820.36, 1584.482, 1624.181
Solution 3 | Gas | stage0 | hub10 | 0 | 0 | 0.0, 0.0, 0.0, 0.0, 0.0, 0.0, 0.0, 0.0, 0.0, 0.0, 0.0, 0.0
Solution 3 | Gas | stage0 | hub8 | 0 | 0 | 0.0, 0.0, 0.0, 0.0, 0.0, 0.0, 0.0, 0.0, 0.0, 0.0, 0.0, 0.0
Solution 3 | Gas | stage0 | hub11 | 0.1 | 0 | 0.0, 0.0, 0.0, 0.0, 0.0, 0.0, 0.0, 0.0, 0.0, 0.0, 0.0, 0.0
Solution 3 | Gas | stage0 | hub7 | 0.1 | 0 | 0.0, 0.0, 0.0, 0.0, 0.0, 0.0, 0.0, 0.0, 0.0, 0.0, 0.0, 0.0
Solution 3 | Gas | stage0 | hub14 | 0.1 | 0 | 0.0, 0.0, 0.0, 0.0, 0.0, 0.0, 0.0, 0.0, 0.0, 0.0, 0.0, 0.0
Solution 3 | Gas | stage0 | hub2 | 0 | 0 | 0.0, 0.0, 0.0, 0.0, 0.0, 0.0, 0.0, 0.0, 0.0, 0.0, 0.0, 0.0
Solution 3 | Gas | stage0 | hub3 | 0.1 | 0 | 0.0, 0.0, 0.0, 0.0, 0.0, 0.0, 0.0, 0.0, 0.0, 0.0, 0.0, 0.0
Solution 3 | Gas | stage0 | hub4 | 0 | 0 | 0.0, 0.0, 0.0, 0.0, 0.0, 0.0, 0.0, 0.0, 0.0, 0.0, 0.0, 0.0
Solution 3 | Gas | stage0 | hub6 | 0.1 | 0 | 0.0, 0.0, 0.0, 0.0, 0.0, 0.0, 0.0, 0.0, 0.0, 0.0, 0.0, 0.0
Solution 3 | Gas | stage0 | hub1 | 0.1 | 0 | 0.0, 0.0, 0.0, 0.0, 0.0, 0.0, 0.0, 0.0, 0.0, 0.0, 0.0, 0.0
Solution 3 | Gas | stage0 | hub13 | 0 | 0 | 0.0, 0.0, 0.0, 0.0, 0.0, 0.0, 0.0, 0.0, 0.0, 0.0, 0.0, 0.0
Solution 3 | Gas | stage0 | hub5 | 0 | 0 | 0.0, 0.0, 0.0, 0.0, 0.0, 0.0, 0.0, 0.0, 0.0, 0.0, 0.0, 0.0
Solution 3 | Gas | stage0 | hub9 | 0.1 | 0 | 0.0, 0.0, 0.0, 0.0, 0.0, 0.0, 0.0, 0.0, 0.0, 0.0, 0.0, 0.0
Solution 3 | Gas | stage0 | hub12 | 0 | 0 | 0.0, 0.0, 0.0, 0.0, 0.0, 0.0, 0.0, 0.0, 0.0, 0.0, 0.0, 0.0
Solution 3 | Heat ambient in | stage0 | hub10 | 87.372 | 34169.7337 | 87.372, 35.456, 36.362, 28.123, 12.246, 0.0, 0.0, 0.0, 0.0, 26.775, 34.058, 35.456
Solution 3 | Heat ambient in | stage0 | hub8 | 79.437 | 177468.437 | 79.437, 79.437, 75.093, 49.893, 49.893, 45.901, 49.893, 24.173, 49.893, 44.361, 53.73, 79.437
Solution 3 | Heat ambient in | stage0 | hub11 | 153.738 | 350185.9849 | 150.233, 153.738, 145.03, 143.628, 143.628, 121.923, 125.884, 125.884, 133.447, 141.719, 149.17, 153.738
Solution 3 | Heat ambient in | stage0 | hub7 | 81.467 | 179497.9717 | 81.467, 81.467, 76.569, 66.191, 66.191, 54.076, 66.191, 24.173, 66.191, 45.096, 55.215, 81.467
Solution 3 | Heat ambient in | stage0 | hub14 | 91.409 | 88145.1578 | 91.409, 79.246, 67.144, 39.135, 17.636, 17.636, 0.0, 0.0, 7.442, 46.567, 46.567, 79.246
Solution 3 | Heat ambient in | stage0 | hub2 | 185.7 | 55743.1494 | 164.278, 185.7, 158.425, 93.523, 0.016, 0.0, 0.0, 0.0, 0.0, 93.26, 163.483, 185.7
Solution 3 | Heat ambient in | stage0 | hub3 | 38.982 | 29188.191 | 38.607, 38.607, 38.982, 17.211, 3.141, 0.0, 0.783, 0.0, 0.783, 21.289, 23.195, 38.607
Solution 3 | Heat ambient in | stage0 | hub4 | 208.112 | 418531.8157 | 208.112, 208.112, 197.535, 143.414, 143.414, 117.196, 143.414, 52.375, 143.414, 115.127, 139.246, 208.112
Solution 3 | Heat ambient in | stage0 | hub6 | 74.008 | 42836.8021 | 74.008, 63.889, 63.08, 42.049, 11.978, 0.0, 0.0, 0.0, 0.0, 39.334, 52.262, 63.889
Solution 3 | Heat ambient in | stage0 | hub1 | 1481.489 | 507197.3641 | 1481.489, 1220.5, 938.913, 488.118, 223.502, 19.365, 2.113, 19.365, 118.511, 488.118, 853.825, 1220.5
Solution 3 | Heat ambient in | stage0 | hub13 | 90.258 | 47513.3618 | 90.258, 87.585, 86.18, 84.479, 7.042, 0.0, 0.0, 0.0, 0.0, 84.479, 85.315, 87.585
Solution 3 | Heat ambient in | stage0 | hub5 | 106.013 | 219393.211 | 106.013, 106.013, 98.315, 83.599, 83.599, 68.298, 83.599, 30.531, 83.599, 53.403, 72.291, 106.013
Solution 3 | Heat ambient in | stage0 | hub9 | 447.534 | 564960.5526 | 420.455, 400.339, 447.534, 332.169, 183.374, 91.113, 108.218, 40.123, 108.218, 310.197, 340.282, 400.339
Solution 3 | Heat ambient in | stage0 | hub12 | 1853.1 | 7293752.2716 | 1814.809, 1814.809, 1853.1, 1597.098, 1536.615, 1242.955, 832.782, 684.849, 902.211, 1606.911, 1696.177, 1814.809
Solution 3 | Electricity | stage0 | hub10 | 51.222 | 62671.5476 | 51.222, 27.497, 27.957, 23.781, 19.213, 26.985, 28.139, 32.253, 19.213, 23.098, 27.288, 28.088
Solution 3 | Electricity | stage0 | hub8 | 207.008 | 366240.7696 | 69.331, 67.529, 67.529, 73.346, 146.891, 207.008, 207.008, 207.008, 146.891, 84.567, 77.654, 67.529
Solution 3 | Electricity | stage0 | hub11 | 218.436 | 578515.5947 | 128.773, 125.541, 125.541, 125.541, 161.657, 202.819, 218.436, 218.436, 161.657, 126.032, 122.681, 128.509
Solution 3 | Electricity | stage0 | hub7 | 211.402 | 380457.5356 | 71.134, 69.456, 69.456, 76.696, 151.708, 180.768, 211.402, 211.402, 151.708, 84.564, 75.692, 69.456
Solution 3 | Electricity | stage0 | hub14 | 76.773 | 141351.5413 | 65.607, 52.928, 41.741, 31.277, 39.484, 63.609, 76.773, 76.773, 39.484, 32.506, 34.38, 52.928
Solution 3 | Electricity | stage0 | hub2 | 255.375 | 321013.4368 | 126.604, 129.457, 112.607, 79.713, 139.003, 255.375, 255.375, 255.375, 139.845, 116.33, 117.567, 129.457
Solution 3 | Electricity | stage0 | hub3 | 113.397 | 410452.6842 | 64.333, 60.694, 61.017, 59.718, 96.09, 109.572, 113.397, 113.397, 96.09, 59.718, 59.718, 60.694
Solution 3 | Electricity | stage0 | hub4 | 581.601 | 1113137.8342 | 184.676, 179.078, 179.078, 215.464, 432.386, 545.606, 579.877, 581.601, 432.386, 237.058, 212.697, 179.078
Solution 3 | Electricity | stage0 | hub6 | 30.29 | 14879.6429 | 30.29, 29.278, 27.679, 2.411, 2.411, 0.658, 0.658, 0.658, 2.411, 19.284, 22.772, 29.278
Solution 3 | Electricity | stage0 | hub1 | 2288.197 | 3255498.5956 | 1442.386, 1092.065, 1000.763, 918.111, 1342.539, 2288.197, 2288.197, 2288.197, 1342.539, 907.184, 902.244, 1128.775
Solution 3 | Electricity | stage0 | hub13 | 125.439 | 113650.4078 | 62.02, 59.057, 58.599, 55.532, 72.015, 124.199, 125.439, 125.439, 80.058, 55.532, 58.92, 61.481
Solution 3 | Electricity | stage0 | hub5 | 333.292 | 673335.48 | 107.034, 103.408, 103.408, 131.012, 238.92, 332.057, 333.292, 333.292, 238.92, 133.385, 126.278, 103.408
Solution 3 | Electricity | stage0 | hub9 | 919.187 | 2876566.9449 | 488.757, 457.84, 481.978, 424.123, 690.205, 872.871, 919.187, 919.187, 690.205, 413.19, 432.765, 458.273
Solution 3 | Electricity | stage0 | hub12 | 3456.963 | 11166710.8412 | 1629.963, 1599.331, 1599.331, 1582.518, 2599.133, 3280.681, 3456.963, 3456.963, 2599.133, 1820.36, 1582.518, 1616.011
Solution 4 | Gas | stage0 | hub10 | 0 | 0 | 0.0, 0.0, 0.0, 0.0, 0.0, 0.0, 0.0, 0.0, 0.0, 0.0, 0.0, 0.0
Solution 4 | Gas | stage0 | hub8 | 0 | 0 | 0.0, 0.0, 0.0, 0.0, 0.0, 0.0, 0.0, 0.0, 0.0, 0.0, 0.0, 0.0
Solution 4 | Gas | stage0 | hub11 | 0.1 | 0 | 0.0, 0.0, 0.0, 0.0, 0.0, 0.0, 0.0, 0.0, 0.0, 0.0, 0.0, 0.0
Solution 4 | Gas | stage0 | hub7 | 0.1 | 0 | 0.0, 0.0, 0.0, 0.0, 0.0, 0.0, 0.0, 0.0, 0.0, 0.0, 0.0, 0.0
Solution 4 | Gas | stage0 | hub14 | 0.1 | 0 | 0.0, 0.0, 0.0, 0.0, 0.0, 0.0, 0.0, 0.0, 0.0, 0.0, 0.0, 0.0
Solution 4 | Gas | stage0 | hub2 | 0 | 0 | 0.0, 0.0, 0.0, 0.0, 0.0, 0.0, 0.0, 0.0, 0.0, 0.0, 0.0, 0.0
Solution 4 | Gas | stage0 | hub3 | 0.1 | 0 | 0.0, 0.0, 0.0, 0.0, 0.0, 0.0, 0.0, 0.0, 0.0, 0.0, 0.0, 0.0
Solution 4 | Gas | stage0 | hub4 | 0 | 0 | 0.0, 0.0, 0.0, 0.0, 0.0, 0.0, 0.0, 0.0, 0.0, 0.0, 0.0, 0.0
Solution 4 | Gas | stage0 | hub6 | 0.1 | 0 | 0.0, 0.0, 0.0, 0.0, 0.0, 0.0, 0.0, 0.0, 0.0, 0.0, 0.0, 0.0
Solution 4 | Gas | stage0 | hub1 | 0.1 | 0 | 0.0, 0.0, 0.0, 0.0, 0.0, 0.0, 0.0, 0.0, 0.0, 0.0, 0.0, 0.0
Solution 4 | Gas | stage0 | hub13 | 0 | 0 | 0.0, 0.0, 0.0, 0.0, 0.0, 0.0, 0.0, 0.0, 0.0, 0.0, 0.0, 0.0
Solution 4 | Gas | stage0 | hub5 | 0 | 0 | 0.0, 0.0, 0.0, 0.0, 0.0, 0.0, 0.0, 0.0, 0.0, 0.0, 0.0, 0.0
Solution 4 | Gas | stage0 | hub9 | 0.1 | 0 | 0.0, 0.0, 0.0, 0.0, 0.0, 0.0, 0.0, 0.0, 0.0, 0.0, 0.0, 0.0
Solution 4 | Gas | stage0 | hub12 | 0.1 | 0 | 0.0, 0.0, 0.0, 0.0, 0.0, 0.0, 0.0, 0.0, 0.0, 0.0, 0.0, 0.0
Solution 4 | Heat ambient in | stage0 | hub10 | 87.372 | 34169.7337 | 87.372, 35.456, 36.362, 28.123, 12.246, 0.0, 0.0, 0.0, 0.0, 26.775, 34.058, 35.456
Solution 4 | Heat ambient in | stage0 | hub8 | 81.774 | 176708.4184 | 80.968, 79.437, 81.774, 47.962, 31.058, 31.058, 24.173, 24.173, 26.223, 44.361, 56.888, 79.437
Solution 4 | Heat ambient in | stage0 | hub11 | 165.574 | 349462.1384 | 165.296, 165.54, 165.426, 165.574, 165.574, 121.923, 125.884, 125.884, 133.447, 165.039, 165.426, 165.54
Solution 4 | Heat ambient in | stage0 | hub7 | 82.979 | 178739.9696 | 82.39, 81.467, 82.979, 48.515, 31.058, 31.058, 24.173, 24.173, 26.223, 45.096, 57.887, 81.467
Solution 4 | Heat ambient in | stage0 | hub14 | 91.409 | 88145.1578 | 91.409, 79.246, 67.144, 39.135, 17.636, 17.636, 0.0, 0.0, 7.442, 46.567, 46.567, 79.246
Solution 4 | Heat ambient in | stage0 | hub2 | 185.7 | 55743.1494 | 164.278, 185.7, 158.425, 93.523, 0.016, 0.0, 0.0, 0.0, 0.0, 93.26, 163.483, 185.7
Solution 4 | Heat ambient in | stage0 | hub3 | 38.982 | 29188.191 | 38.607, 38.607, 38.982, 17.211, 3.141, 0.0, 0.783, 0.0, 0.783, 21.289, 23.195, 38.607
Solution 4 | Heat ambient in | stage0 | hub4 | 213.168 | 416878.7201 | 213.168, 208.796, 213.111, 117.091, 67.341, 67.341, 52.375, 52.375, 56.816, 115.127, 147.055, 208.796
Solution 4 | Heat ambient in | stage0 | hub6 | 74.008 | 42836.8021 | 74.008, 63.889, 63.08, 42.049, 11.978, 0.0, 0.0, 0.0, 0.0, 39.334, 52.262, 63.889
Solution 4 | Heat ambient in | stage0 | hub1 | 1481.489 | 507197.3641 | 1481.489, 1220.5, 938.913, 488.118, 223.502, 19.365, 2.113, 19.365, 118.511, 488.118, 853.825, 1220.5
Solution 4 | Heat ambient in | stage0 | hub13 | 90.258 | 47513.3618 | 90.258, 87.585, 86.18, 84.479, 7.042, 0.0, 0.0, 0.0, 0.0, 84.479, 85.315, 87.585
Solution 4 | Heat ambient in | stage0 | hub5 | 106.013 | 218440.8639 | 106.013, 106.013, 104.189, 57.957, 39.226, 39.226, 30.531, 30.531, 33.119, 53.403, 71.329, 106.013
Solution 4 | Heat ambient in | stage0 | hub9 | 479.9 | 563723.3949 | 450.54, 429.153, 479.9, 332.169, 183.374, 79.161, 40.173, 40.123, 65.698, 310.197, 371.747, 429.153
Solution 4 | Heat ambient in | stage0 | hub12 | 1782.971 | 7280554.3186 | 1727.261, 1727.261, 1782.971, 1634.784, 1073.839, 1073.839, 684.849, 684.849, 902.211, 1623.412, 1688.083, 1727.261
Solution 4 | Electricity | stage0 | hub10 | 51.222 | 52554.4266 | 51.222, 27.497, 27.957, 23.781, 16.461, 21.557, 23.493, 26.569, 18.14, 23.098, 27.288, 28.088
Solution 4 | Electricity | stage0 | hub8 | 191.462 | 317136.2621 | 69.331, 67.529, 67.529, 71.009, 137.541, 180.153, 185.294, 191.462, 137.541, 69.699, 65.498, 67.529
Solution 4 | Electricity | stage0 | hub11 | 208.168 | 539716.0124 | 140.319, 134.738, 134.738, 134.191, 151.147, 185.49, 208.168, 208.168, 151.147, 133.987, 134.738, 140.101
Solution 4 | Electricity | stage0 | hub7 | 192.332 | 322373.4805 | 71.134, 69.456, 69.456, 70.387, 136.99, 180.768, 185.768, 192.332, 136.99, 68.865, 64.501, 69.456
Solution 4 | Electricity | stage0 | hub14 | 65.607 | 116022.4922 | 65.607, 52.928, 41.741, 31.277, 26.765, 42.281, 64.068, 64.068, 26.765, 32.506, 34.38, 52.928
Solution 4 | Electricity | stage0 | hub2 | 255.375 | 283576.1689 | 126.604, 129.457, 112.607, 79.713, 139.003, 255.375, 255.375, 255.375, 139.845, 116.33, 117.567, 129.457
Solution 4 | Electricity | stage0 | hub3 | 108.515 | 272953.9519 | 64.333, 60.694, 61.017, 52.645, 86.546, 103.546, 108.515, 108.515, 86.546, 55.621, 55.621, 60.694
Solution 4 | Electricity | stage0 | hub4 | 517.989 | 1046769.1653 | 184.676, 179.078, 179.078, 189.472, 368.181, 490.421, 500.652, 517.989, 368.181, 182.833, 171.094, 179.078
Solution 4 | Electricity | stage0 | hub6 | 30.29 | 15133.0058 | 30.29, 29.278, 27.679, 2.411, 2.411, 0.658, 0.658, 0.658, 2.411, 19.562, 22.772, 29.278
Solution 4 | Electricity | stage0 | hub1 | 2288.197 | 2663746.2096 | 1442.386, 1092.065, 1000.763, 906.016, 1342.539, 2288.197, 2288.197, 2288.197, 1342.539, 907.184, 902.244, 1128.775
Solution 4 | Electricity | stage0 | hub13 | 125.439 | 115416.4269 | 62.02, 59.057, 58.599, 55.532, 72.015, 124.199, 125.439, 125.439, 80.058, 55.532, 58.92, 61.481
Solution 4 | Electricity | stage0 | hub5 | 304.247 | 575936.4785 | 107.034, 103.408, 103.408, 115.085, 215.898, 275.462, 285.833, 304.247, 215.898, 107.743, 106.941, 103.408
Solution 4 | Electricity | stage0 | hub9 | 841.583 | 2579925.2999 | 504.956, 472.062, 497.952, 424.123, 632.914, 786.07, 827.703, 841.583, 632.914, 413.19, 448.979, 474.472
Solution 4 | Electricity | stage0 | hub12 | 3457.658 | 10068439.6064 | 1728.229, 1693.931, 1693.931, 1624.236, 2599.133, 3206.118, 3457.658, 3457.658, 2599.133, 1820.36, 1654.552, 1704.893

## Exports
Solution | Name | Stage | Hub | Capacity (kW) | Exported energy (kWh/year) | Monthly capacity (kW)
Solution 1 | Heat ambient out | stage0 | hub10 | 58.891 | 55658.9166 | 0.0, 0.0, 0.0, 0.0, 44.4, 56.628, 58.016, 58.891, 44.4, 11.883, 6.823, 0.0
Solution 1 | Heat ambient out | stage0 | hub8 | 361.19 | 414945.0206 | 33.798, 62.08, 63.231, 125.829, 238.484, 343.31, 343.31, 361.19, 238.484, 143.293, 113.548, 41.854
Solution 1 | Heat ambient out | stage0 | hub11 | 360.602 | 793900.1728 | 68.036, 68.036, 100.702, 164.012, 284.547, 338.86, 359.491, 360.602, 284.547, 165.343, 127.698, 80.027
Solution 1 | Heat ambient out | stage0 | hub7 | 357.387 | 393330.7955 | 24.979, 52.847, 55.888, 121.189, 233.901, 341.712, 341.712, 357.387, 233.901, 137.737, 107.322, 32.137
Solution 1 | Heat ambient out | stage0 | hub14 | 151.173 | 71074.4574 | 0.0, 0.0, 0.0, 25.475, 67.616, 109.71, 151.173, 151.173, 71.5, 25.475, 25.475, 0.0
Solution 1 | Heat ambient out | stage0 | hub2 | 476.353 | 311640.7865 | 1.766, 61.811, 61.811, 136.705, 231.0, 476.353, 476.353, 476.353, 239.737, 214.508, 137.019, 1.766
Solution 1 | Heat ambient out | stage0 | hub3 | 142.734 | 179260.1714 | 0.0, 0.0, 9.355, 42.762, 107.188, 135.695, 142.734, 142.734, 107.188, 40.351, 40.351, 4.749
Solution 1 | Heat ambient out | stage0 | hub4 | 1011.171 | 1092010.6349 | 88.756, 190.228, 190.228, 388.024, 664.948, 980.175, 980.175, 1011.171, 671.671, 395.457, 314.257, 102.418
Solution 1 | Heat ambient out | stage0 | hub6 | 172.763 | 47373.2172 | 0.0, 0.0, 0.0, 0.0, 108.461, 161.336, 169.035, 172.763, 108.461, 13.389, 0.0, 0.0
Solution 1 | Heat ambient out | stage0 | hub1 | 3893.928 | 3916760.5485 | 636.393, 673.844, 771.774, 1479.089, 2869.469, 3891.708, 3893.928, 3893.928, 2869.469, 1407.161, 1407.161, 636.393
Solution 1 | Heat ambient out | stage0 | hub13 | 221.649 | 96746.5194 | 0.0, 0.049, 0.049, 19.98, 136.434, 221.649, 221.649, 221.649, 152.726, 65.504, 21.059, 0.0
Solution 1 | Heat ambient out | stage0 | hub5 | 515.017 | 568024.8104 | 31.785, 75.351, 79.592, 182.293, 348.96, 489.067, 489.067, 515.017, 348.96, 197.662, 158.439, 46.039
Solution 1 | Heat ambient out | stage0 | hub9 | 1468.336 | 2281538.7057 | 98.539, 261.8, 261.8, 576.396, 1042.606, 1379.559, 1394.639, 1468.336, 1042.606, 509.175, 482.05, 160.944
Solution 1 | Heat ambient out | stage0 | hub12 | 6326.228 | 12562412.5486 | 808.221, 808.221, 1143.673, 2392.491, 4783.995, 5804.431, 6269.368, 6326.228, 4783.995, 2798.867, 1953.769, 1134.599
Solution 1 | export_electricity | stage0 | plant | 14361.801 | 0 | 12248.169, 12248.169, 12315.22, 13911.419, 14361.801, 14361.801, 13842.095, 13842.095, 14361.801, 11833.793, 12015.392, 11263.612
Solution 2 | Heat ambient out | stage0 | hub10 | 58.891 | 55658.9166 | 0.0, 0.0, 0.0, 0.0, 44.4, 56.628, 58.016, 58.891, 44.4, 11.883, 6.823, 0.0
Solution 2 | Heat ambient out | stage0 | hub8 | 361.19 | 414945.0206 | 33.798, 62.08, 63.231, 125.829, 238.484, 343.31, 343.31, 361.19, 238.484, 143.293, 113.548, 41.854
Solution 2 | Heat ambient out | stage0 | hub11 | 360.602 | 793900.1728 | 68.036, 68.036, 100.702, 164.012, 284.547, 338.86, 359.491, 360.602, 284.547, 165.343, 127.698, 80.027
Solution 2 | Heat ambient out | stage0 | hub7 | 357.387 | 393330.7955 | 24.979, 52.847, 55.888, 121.189, 233.901, 341.712, 341.712, 357.387, 233.901, 137.737, 107.322, 32.137
Solution 2 | Heat ambient out | stage0 | hub14 | 151.173 | 71074.4574 | 0.0, 0.0, 0.0, 25.475, 67.616, 109.71, 151.173, 151.173, 71.5, 25.475, 25.475, 0.0
Solution 2 | Heat ambient out | stage0 | hub2 | 476.353 | 311640.7865 | 1.766, 61.811, 61.811, 136.705, 231.0, 476.353, 476.353, 476.353, 239.737, 214.508, 137.019, 1.766
Solution 2 | Heat ambient out | stage0 | hub3 | 142.734 | 179260.1714 | 0.0, 0.0, 9.355, 42.762, 107.188, 135.695, 142.734, 142.734, 107.188, 40.351, 40.351, 4.749
Solution 2 | Heat ambient out | stage0 | hub4 | 1011.171 | 1092010.6349 | 88.756, 190.228, 190.228, 388.024, 664.948, 980.175, 980.175, 1011.171, 671.671, 395.457, 314.257, 102.418
Solution 2 | Heat ambient out | stage0 | hub6 | 172.763 | 47373.2172 | 0.0, 0.0, 0.0, 0.0, 108.461, 161.336, 169.035, 172.763, 108.461, 13.389, 0.0, 0.0
Solution 2 | Heat ambient out | stage0 | hub1 | 3893.928 | 3916760.5485 | 636.393, 673.844, 771.774, 1479.089, 2869.469, 3891.708, 3893.928, 3893.928, 2869.469, 1407.161, 1407.161, 636.393
Solution 2 | Heat ambient out | stage0 | hub13 | 221.649 | 96746.5194 | 0.0, 0.049, 0.049, 19.98, 136.434, 221.649, 221.649, 221.649, 152.726, 65.504, 21.059, 0.0
Solution 2 | Heat ambient out | stage0 | hub5 | 515.017 | 568024.8104 | 31.785, 75.351, 79.592, 182.293, 348.96, 489.067, 489.067, 515.017, 348.96, 197.662, 158.439, 46.039
Solution 2 | Heat ambient out | stage0 | hub9 | 1468.336 | 2281538.7057 | 98.539, 261.8, 261.8, 576.396, 1042.606, 1379.559, 1394.639, 1468.336, 1042.606, 509.175, 482.05, 160.944
Solution 2 | Heat ambient out | stage0 | hub12 | 6326.228 | 12562412.5486 | 808.221, 808.221, 1143.673, 2392.491, 4783.995, 5804.431, 6269.368, 6326.228, 4783.995, 2798.867, 1953.769, 1134.599
Solution 2 | export_electricity | stage0 | plant | 0 | 0 | 0.0, 0.0, 0.0, 0.0, 0.0, 0.0, 0.0, 0.0, 0.0, 0.0, 0.0, 0.0
Solution 3 | Heat ambient out | stage0 | hub10 | 58.891 | 55658.9166 | 0.0, 0.0, 0.0, 0.0, 44.4, 56.628, 58.016, 58.891, 44.4, 11.883, 6.823, 0.0
Solution 3 | Heat ambient out | stage0 | hub8 | 361.19 | 414945.0206 | 33.798, 62.08, 63.231, 125.829, 238.484, 343.31, 343.31, 361.19, 238.484, 143.293, 113.548, 41.854
Solution 3 | Heat ambient out | stage0 | hub11 | 360.602 | 793900.1728 | 68.036, 68.036, 100.702, 164.012, 284.547, 338.86, 359.491, 360.602, 284.547, 165.343, 127.698, 80.027
Solution 3 | Heat ambient out | stage0 | hub7 | 357.387 | 393330.7955 | 24.979, 52.847, 55.888, 121.189, 233.901, 341.712, 341.712, 357.387, 233.901, 137.737, 107.322, 32.137
Solution 3 | Heat ambient out | stage0 | hub14 | 151.173 | 71074.4574 | 0.0, 0.0, 0.0, 25.475, 67.616, 109.71, 151.173, 151.173, 71.5, 25.475, 25.475, 0.0
Solution 3 | Heat ambient out | stage0 | hub2 | 476.353 | 311640.7865 | 1.766, 61.811, 61.811, 136.705, 231.0, 476.353, 476.353, 476.353, 239.737, 214.508, 137.019, 1.766
Solution 3 | Heat ambient out | stage0 | hub3 | 142.734 | 179260.1714 | 0.0, 0.0, 9.355, 42.762, 107.188, 135.695, 142.734, 142.734, 107.188, 40.351, 40.351, 4.749
Solution 3 | Heat ambient out | stage0 | hub4 | 1011.171 | 1092010.6349 | 88.756, 190.228, 190.228, 388.024, 664.948, 980.175, 980.175, 1011.171, 671.671, 395.457, 314.257, 102.418
Solution 3 | Heat ambient out | stage0 | hub6 | 172.763 | 47373.2172 | 0.0, 0.0, 0.0, 0.0, 108.461, 161.336, 169.035, 172.763, 108.461, 13.389, 0.0, 0.0
Solution 3 | Heat ambient out | stage0 | hub1 | 3893.928 | 3916760.5485 | 636.393, 673.844, 771.774, 1479.089, 2869.469, 3891.708, 3893.928, 3893.928, 2869.469, 1407.161, 1407.161, 636.393
Solution 3 | Heat ambient out | stage0 | hub13 | 221.649 | 96746.5194 | 0.0, 0.049, 0.049, 19.98, 136.434, 221.649, 221.649, 221.649, 152.726, 65.504, 21.059, 0.0
Solution 3 | Heat ambient out | stage0 | hub5 | 515.017 | 568024.8104 | 31.785, 75.351, 79.592, 182.293, 348.96, 489.067, 489.067, 515.017, 348.96, 197.662, 158.439, 46.039
Solution 3 | Heat ambient out | stage0 | hub9 | 1468.336 | 2281538.7057 | 98.539, 261.8, 261.8, 576.396, 1042.606, 1379.559, 1394.639, 1468.336, 1042.606, 509.175, 482.05, 160.944
Solution 3 | Heat ambient out | stage0 | hub12 | 6326.228 | 12562412.5486 | 808.221, 808.221, 1143.673, 2392.491, 4783.995, 5804.431, 6269.368, 6326.228, 4783.995, 2798.867, 1953.769, 1134.599
Solution 3 | export_electricity | stage0 | plant | 1076.249 | 54818.0631 | 446.597, 446.597, 446.597, 1076.249, 1076.249, 1076.249, 0.0, 0.0, 0.0, 0.0, 61.64, 0.0
Solution 4 | Heat ambient out | stage0 | hub10 | 58.891 | 55658.9166 | 0.0, 0.0, 0.0, 0.0, 44.4, 56.628, 58.016, 58.891, 44.4, 11.883, 6.823, 0.0
Solution 4 | Heat ambient out | stage0 | hub8 | 361.19 | 414945.0206 | 33.798, 62.08, 63.231, 125.829, 238.484, 343.31, 343.31, 361.19, 238.484, 143.293, 113.548, 41.854
Solution 4 | Heat ambient out | stage0 | hub11 | 360.602 | 793900.1728 | 68.036, 68.036, 100.702, 164.012, 284.547, 338.86, 359.491, 360.602, 284.547, 165.343, 127.698, 80.027
Solution 4 | Heat ambient out | stage0 | hub7 | 357.387 | 393330.7955 | 24.979, 52.847, 55.888, 121.189, 233.901, 341.712, 341.712, 357.387, 233.901, 137.737, 107.322, 32.137
Solution 4 | Heat ambient out | stage0 | hub14 | 151.173 | 71074.4574 | 0.0, 0.0, 0.0, 25.475, 67.616, 109.71, 151.173, 151.173, 71.5, 25.475, 25.475, 0.0
Solution 4 | Heat ambient out | stage0 | hub2 | 476.353 | 311640.7865 | 1.766, 61.811, 61.811, 136.705, 231.0, 476.353, 476.353, 476.353, 239.737, 214.508, 137.019, 1.766
Solution 4 | Heat ambient out | stage0 | hub3 | 142.734 | 179260.1714 | 0.0, 0.0, 9.355, 42.762, 107.188, 135.695, 142.734, 142.734, 107.188, 40.351, 40.351, 4.749
Solution 4 | Heat ambient out | stage0 | hub4 | 1011.171 | 1092010.6349 | 88.756, 190.228, 190.228, 388.024, 664.948, 980.175, 980.175, 1011.171, 671.671, 395.457, 314.257, 102.418
Solution 4 | Heat ambient out | stage0 | hub6 | 172.763 | 47373.2172 | 0.0, 0.0, 0.0, 0.0, 108.461, 161.336, 169.035, 172.763, 108.461, 13.389, 0.0, 0.0
Solution 4 | Heat ambient out | stage0 | hub1 | 3893.928 | 3916760.5485 | 636.393, 673.844, 771.774, 1479.089, 2869.469, 3891.708, 3893.928, 3893.928, 2869.469, 1407.161, 1407.161, 636.393
Solution 4 | Heat ambient out | stage0 | hub13 | 221.649 | 96746.5194 | 0.0, 0.049, 0.049, 19.98, 136.434, 221.649, 221.649, 221.649, 152.726, 65.504, 21.059, 0.0
Solution 4 | Heat ambient out | stage0 | hub5 | 515.017 | 568024.8104 | 31.785, 75.351, 79.592, 182.293, 348.96, 489.067, 489.067, 515.017, 348.96, 197.662, 158.439, 46.039
Solution 4 | Heat ambient out | stage0 | hub9 | 1468.336 | 2281538.7057 | 98.539, 261.8, 261.8, 576.396, 1042.606, 1379.559, 1394.639, 1468.336, 1042.606, 509.175, 482.05, 160.944
Solution 4 | Heat ambient out | stage0 | hub12 | 6326.228 | 12562412.5486 | 808.221, 808.221, 1143.673, 2392.491, 4783.995, 5804.431, 6269.368, 6326.228, 4783.995, 2798.867, 1953.769, 1134.599
Solution 4 | export_electricity | stage0 | plant | 1040.787 | 51523.4221 | 0.0, 0.0, 0.0, 1040.787, 1040.787, 1040.787, 0.0, 0.0, 0.0, 0.0, 0.0, 0.0

## On-site Resources
Solution | Stage | Name | Hub | Used energy (kWh/year) | Used resources
Solution 1 | stage0 | pv_parking | plant | 0 | 0
Solution 1 | stage0 | Solar Roof | plant | 0 | 0
Solution 2 | stage0 | pv_parking | plant | 1587634.217 | 8637.4888
Solution 2 | stage0 | Solar Roof | plant | 8694089.263 | 47300
Solution 3 | stage0 | pv_parking | plant | 4166813.414 | 22669.4561
Solution 3 | stage0 | Solar Roof | plant | 8694089.263 | 47300
Solution 4 | stage0 | pv_parking | plant | 6659341.522 | 36230
Solution 4 | stage0 | Solar Roof | plant | 8694089.263 | 47300

## Conversions
Solution | Stage | Name | Hub | Mode | Capacity (kW_max) | Energy in (kWh/year) | Energy out (kWh/year) | Capacity factor
Solution 1 | stage0 | cooling tower a2w | hub1 | cooling tower a2w Mode 1 | 1646.0984 | 563552.6268 | 563552.6268 | 8.0826e-05
Solution 1 | stage0 | cooling tower a2w | hub1 | cooling tower a2w Mode 2 | 3893.9284 | 3916760.5485 | 3916760.5485 | 0.11482
Solution 1 | stage0 | cooling tower a2w | hub10 | cooling tower a2w Mode 1 | 97.0802 | 37966.3708 | 37966.3708 | 5.4454e-06
Solution 1 | stage0 | cooling tower a2w | hub10 | cooling tower a2w Mode 2 | 58.8906 | 55658.9166 | 55658.9166 | 0.10789
Solution 1 | stage0 | cooling tower a2w | hub11 | cooling tower a2w Mode 1 | 221.0896 | 388892.547 | 388892.547 | 0.070776
Solution 1 | stage0 | cooling tower a2w | hub11 | cooling tower a2w Mode 2 | 360.6024 | 793900.1728 | 793900.1728 | 0.25132
Solution 1 | stage0 | cooling tower a2w | hub12 | cooling tower a2w Mode 1 | 3159.5698 | 8102785.1377 | 8102785.1377 | 0.097434
Solution 1 | stage0 | cooling tower a2w | hub12 | cooling tower a2w Mode 2 | 6326.2277 | 12562412.5486 | 12562412.5486 | 0.22669
Solution 1 | stage0 | cooling tower a2w | hub13 | cooling tower a2w Mode 1 | 100.2864 | 52792.6242 | 52792.6242 | 7.5718e-06
Solution 1 | stage0 | cooling tower a2w | hub13 | cooling tower a2w Mode 2 | 221.6493 | 96746.5194 | 96746.5194 | 0.049827
Solution 1 | stage0 | cooling tower a2w | hub14 | cooling tower a2w Mode 1 | 101.5661 | 97939.0642 | 97939.0642 | 1.4047e-05
Solution 1 | stage0 | cooling tower a2w | hub14 | cooling tower a2w Mode 2 | 151.1731 | 71074.4574 | 71074.4574 | 0.05367
Solution 1 | stage0 | cooling tower a2w | hub2 | cooling tower a2w Mode 1 | 206.3329 | 61936.8327 | 61936.8327 | 8.8833e-06
Solution 1 | stage0 | cooling tower a2w | hub2 | cooling tower a2w Mode 2 | 476.3534 | 311640.7865 | 311640.7865 | 0.074683
Solution 1 | stage0 | cooling tower a2w | hub3 | cooling tower a2w Mode 1 | 43.3138 | 32431.3233 | 32431.3233 | 4.6515e-06
Solution 1 | stage0 | cooling tower a2w | hub3 | cooling tower a2w Mode 2 | 142.7339 | 179260.1714 | 179260.1714 | 0.14337
Solution 1 | stage0 | cooling tower a2w | hub4 | cooling tower a2w Mode 1 | 344.9033 | 464854.0181 | 464854.0181 | 0.053133
Solution 1 | stage0 | cooling tower a2w | hub4 | cooling tower a2w Mode 2 | 1011.1712 | 1092010.6349 | 1092010.6349 | 0.12328
Solution 1 | stage0 | cooling tower a2w | hub5 | cooling tower a2w Mode 1 | 196.3369 | 243662.8875 | 243662.8875 | 0.04964
Solution 1 | stage0 | cooling tower a2w | hub5 | cooling tower a2w Mode 2 | 515.0167 | 568024.8104 | 568024.8104 | 0.1259
Solution 1 | stage0 | cooling tower a2w | hub6 | cooling tower a2w Mode 1 | 82.2313 | 47596.4468 | 47596.4468 | 6.8266e-06
Solution 1 | stage0 | cooling tower a2w | hub6 | cooling tower a2w Mode 2 | 172.7632 | 47373.2172 | 47373.2172 | 0.031302
Solution 1 | stage0 | cooling tower a2w | hub7 | cooling tower a2w Mode 1 | 147.7276 | 199347.3388 | 199347.3388 | 0.05121
Solution 1 | stage0 | cooling tower a2w | hub7 | cooling tower a2w Mode 2 | 357.3871 | 393330.7955 | 393330.7955 | 0.12564
Solution 1 | stage0 | cooling tower a2w | hub8 | cooling tower a2w Mode 1 | 158.1198 | 197090.8116 | 197090.8116 | 0.050783
Solution 1 | stage0 | cooling tower a2w | hub8 | cooling tower a2w Mode 2 | 361.1903 | 414945.0206 | 414945.0206 | 0.13114
Solution 1 | stage0 | cooling tower a2w | hub9 | cooling tower a2w Mode 1 | 497.26 | 627605.0688 | 627605.0688 | 0.06464
Solution 1 | stage0 | cooling tower a2w | hub9 | cooling tower a2w Mode 2 | 1468.3364 | 2281538.7057 | 2281538.7057 | 0.17738
Solution 1 | stage0 | pv to hub | hub1 | pv to hub Mode 1 | 0 | 0 | 0 | 0
Solution 1 | stage0 | pv to hub | hub10 | pv to hub Mode 1 | 0 | 0 | 0 | 0
Solution 1 | stage0 | pv to hub | hub11 | pv to hub Mode 1 | 0 | 0 | 0 | 0
Solution 1 | stage0 | pv to hub | hub12 | pv to hub Mode 1 | 0 | 0 | 0 | 0
Solution 1 | stage0 | pv to hub | hub13 | pv to hub Mode 1 | 0 | 0 | 0 | 0
Solution 1 | stage0 | pv to hub | hub14 | pv to hub Mode 1 | 0 | 0 | 0 | 0
Solution 1 | stage0 | pv to hub | hub2 | pv to hub Mode 1 | 0 | 0 | 0 | 0
Solution 1 | stage0 | pv to hub | hub3 | pv to hub Mode 1 | 0 | 0 | 0 | 0
Solution 1 | stage0 | pv to hub | hub4 | pv to hub Mode 1 | 0 | 0 | 0 | 0
Solution 1 | stage0 | pv to hub | hub5 | pv to hub Mode 1 | 0 | 0 | 0 | 0
Solution 1 | stage0 | pv to hub | hub6 | pv to hub Mode 1 | 0 | 0 | 0 | 0
Solution 1 | stage0 | pv to hub | hub7 | pv to hub Mode 1 | 0 | 0 | 0 | 0
Solution 1 | stage0 | pv to hub | hub8 | pv to hub Mode 1 | 0 | 0 | 0 | 0
Solution 1 | stage0 | pv to hub | hub9 | pv to hub Mode 1 | 0 | 0 | 0 | 0
Solution 1 | stage0 | Pump DHW gas | hub1 | Pump DHW gas Mode 1 | 0 | 0 | 0 | 0
Solution 1 | stage0 | Pump DHW gas | hub10 | Pump DHW gas Mode 1 | 0 | 0 | 0 | 0
Solution 1 | stage0 | Pump DHW gas | hub11 | Pump DHW gas Mode 1 | 0 | 0 | 0 | 0
Solution 1 | stage0 | Pump DHW gas | hub12 | Pump DHW gas Mode 1 | 0 | 0 | 0 | 0
Solution 1 | stage0 | Pump DHW gas | hub13 | Pump DHW gas Mode 1 | 0 | 0 | 0 | 0
Solution 1 | stage0 | Pump DHW gas | hub14 | Pump DHW gas Mode 1 | 0 | 0 | 0 | 0
Solution 1 | stage0 | Pump DHW gas | hub2 | Pump DHW gas Mode 1 | 0 | 0 | 0 | 0
Solution 1 | stage0 | Pump DHW gas | hub3 | Pump DHW gas Mode 1 | 0 | 0 | 0 | 0
Solution 1 | stage0 | Pump DHW gas | hub4 | Pump DHW gas Mode 1 | 0 | 0 | 0 | 0
Solution 1 | stage0 | Pump DHW gas | hub5 | Pump DHW gas Mode 1 | 0 | 0 | 0 | 0
Solution 1 | stage0 | Pump DHW gas | hub6 | Pump DHW gas Mode 1 | 0 | 0 | 0 | 0
Solution 1 | stage0 | Pump DHW gas | hub7 | Pump DHW gas Mode 1 | 0 | 0 | 0 | 0
Solution 1 | stage0 | Pump DHW gas | hub8 | Pump DHW gas Mode 1 | 0 | 0 | 0 | 0
Solution 1 | stage0 | Pump DHW gas | hub9 | Pump DHW gas Mode 1 | 0 | 0 | 0 | 0
Solution 1 | stage0 | Pump cooling | hub1 | Pump cooling Mode 1 | 2746.524 | 2915759.2446 | 2915759.2446 | 0.12119
Solution 1 | stage0 | Pump cooling | hub10 | Pump cooling Mode 1 | 43.5653 | 40014.3655 | 40014.3655 | 0.10485
Solution 1 | stage0 | Pump cooling | hub11 | Pump cooling Mode 1 | 266.7618 | 591633.8046 | 591633.8046 | 0.25318
Solution 1 | stage0 | Pump cooling | hub12 | Pump cooling Mode 1 | 4679.9342 | 9316550.8255 | 9316550.8255 | 0.22725
Solution 1 | stage0 | Pump cooling | hub13 | Pump cooling Mode 1 | 151.9881 | 69301.0177 | 69301.0177 | 0.052051
Solution 1 | stage0 | Pump cooling | hub14 | Pump cooling Mode 1 | 103.6616 | 51168.1812 | 51168.1812 | 0.056348
Solution 1 | stage0 | Pump cooling | hub2 | Pump cooling Mode 1 | 326.6423 | 228162.4263 | 228162.4263 | 0.079738
Solution 1 | stage0 | Pump cooling | hub3 | Pump cooling Mode 1 | 100.4378 | 131513.1682 | 131513.1682 | 0.14947
Solution 1 | stage0 | Pump cooling | hub4 | Pump cooling Mode 1 | 748.031 | 811707.9697 | 811707.9697 | 0.12387
Solution 1 | stage0 | Pump cooling | hub5 | Pump cooling Mode 1 | 380.9923 | 422265.8724 | 422265.8724 | 0.12652
Solution 1 | stage0 | Pump cooling | hub6 | Pump cooling Mode 1 | 127.8045 | 33799.1385 | 33799.1385 | 0.03019
Solution 1 | stage0 | Pump cooling | hub7 | Pump cooling Mode 1 | 264.3832 | 292396.6081 | 292396.6081 | 0.12625
Solution 1 | stage0 | Pump cooling | hub8 | Pump cooling Mode 1 | 267.1967 | 309788.5739 | 309788.5739 | 0.13235
Solution 1 | stage0 | Pump cooling | hub9 | Pump cooling Mode 1 | 1086.2268 | 1693852.2018 | 1693852.2018 | 0.17801
Solution 1 | stage0 | Pump DHW | hub1 | Pump DHW Mode 1 | 0 | 0 | 0 | 0
Solution 1 | stage0 | Pump DHW | hub10 | Pump DHW Mode 1 | 0 | 0 | 0 | 0
Solution 1 | stage0 | Pump DHW | hub11 | Pump DHW Mode 1 | 34.8297 | 157809.6407 | 157809.6407 | 0.51722
Solution 1 | stage0 | Pump DHW | hub12 | Pump DHW Mode 1 | 554.1475 | 3432913.1735 | 3432913.1735 | 0.70718
Solution 1 | stage0 | Pump DHW | hub13 | Pump DHW Mode 1 | 0 | 0 | 0 | 0
Solution 1 | stage0 | Pump DHW | hub14 | Pump DHW Mode 1 | 0 | 0 | 0 | 0
Solution 1 | stage0 | Pump DHW | hub2 | Pump DHW Mode 1 | 0 | 0 | 0 | 0
Solution 1 | stage0 | Pump DHW | hub3 | Pump DHW Mode 1 | 0 | 0 | 0 | 0
Solution 1 | stage0 | Pump DHW | hub4 | Pump DHW Mode 1 | 94.6748 | 355183.1137 | 355183.1137 | 0.42827
Solution 1 | stage0 | Pump DHW | hub5 | Pump DHW Mode 1 | 55.1879 | 207044.0729 | 207044.0729 | 0.42827
Solution 1 | stage0 | Pump DHW | hub6 | Pump DHW Mode 1 | 0 | 0 | 0 | 0
Solution 1 | stage0 | Pump DHW | hub7 | Pump DHW Mode 1 | 43.6957 | 163930.0345 | 163930.0345 | 0.42827
Solution 1 | stage0 | Pump DHW | hub8 | Pump DHW Mode 1 | 43.6957 | 163930.0345 | 163930.0345 | 0.42827
Solution 1 | stage0 | Pump DHW | hub9 | Pump DHW Mode 1 | 71.4402 | 268016.2273 | 268016.2273 | 0.42827
Solution 1 | stage0 | Pump SH | hub1 | Pump SH Mode 1 | 2304.5377 | 769002.1133 | 769002.1133 | 0.038093
Solution 1 | stage0 | Pump SH | hub10 | Pump SH Mode 1 | 135.9123 | 51886.8029 | 51886.8029 | 0.043581
Solution 1 | stage0 | Pump SH | hub11 | Pump SH Mode 1 | 218.5355 | 358025.5897 | 358025.5897 | 0.18702
Solution 1 | stage0 | Pump SH | hub12 | Pump SH Mode 1 | 2153.8699 | 7345736.8519 | 7345736.8519 | 0.38932
Solution 1 | stage0 | Pump SH | hub13 | Pump SH Mode 1 | 140.401 | 72255.5737 | 72255.5737 | 0.058749
Solution 1 | stage0 | Pump SH | hub14 | Pump SH Mode 1 | 142.1925 | 133678.2323 | 133678.2323 | 0.10732
Solution 1 | stage0 | Pump SH | hub2 | Pump SH Mode 1 | 279.8181 | 85065.6119 | 85065.6119 | 0.034704
Solution 1 | stage0 | Pump SH | hub3 | Pump SH Mode 1 | 58.7399 | 44423.1764 | 44423.1764 | 0.086332
Solution 1 | stage0 | Pump SH | hub4 | Pump SH Mode 1 | 273.5294 | 263452.5887 | 263452.5887 | 0.10995
Solution 1 | stage0 | Pump SH | hub5 | Pump SH Mode 1 | 136.167 | 116315.6149 | 116315.6149 | 0.097513
Solution 1 | stage0 | Pump SH | hub6 | Pump SH Mode 1 | 115.1239 | 65178.3222 | 65178.3222 | 0.06463
Solution 1 | stage0 | Pump SH | hub7 | Pump SH Mode 1 | 104.0534 | 100816.5425 | 100816.5425 | 0.1106
Solution 1 | stage0 | Pump SH | hub8 | Pump SH Mode 1 | 100.9653 | 97713.9951 | 97713.9951 | 0.11048
Solution 1 | stage0 | Pump SH | hub9 | Pump SH Mode 1 | 674.3585 | 577006.576 | 577006.576 | 0.097675
Solution 1 | stage0 | Gas Boiler (Linearized cost) | hub1 | Gas Boiler (Linearized cost) Mode 1 | 0 | 0 | 0 | 0
Solution 1 | stage0 | Gas Boiler (Linearized cost) | hub1 | Gas Boiler (Linearized cost) Mode 2 | 0 | 0 | 0 | 0
Solution 1 | stage0 | Gas Boiler (Linearized cost) | hub10 | Gas Boiler (Linearized cost) Mode 1 | 0 | 0 | 0 | 0
Solution 1 | stage0 | Gas Boiler (Linearized cost) | hub10 | Gas Boiler (Linearized cost) Mode 2 | 0 | 0 | 0 | 0
Solution 1 | stage0 | Gas Boiler (Linearized cost) | hub11 | Gas Boiler (Linearized cost) Mode 1 | 0 | 0 | 0 | 0
Solution 1 | stage0 | Gas Boiler (Linearized cost) | hub11 | Gas Boiler (Linearized cost) Mode 2 | 0 | 0 | 0 | 0
Solution 1 | stage0 | Gas Boiler (Linearized cost) | hub12 | Gas Boiler (Linearized cost) Mode 1 | 0 | 0 | 0 | 0
Solution 1 | stage0 | Gas Boiler (Linearized cost) | hub12 | Gas Boiler (Linearized cost) Mode 2 | 0 | 0 | 0 | 0
Solution 1 | stage0 | Gas Boiler (Linearized cost) | hub13 | Gas Boiler (Linearized cost) Mode 1 | 0 | 0 | 0 | 0
Solution 1 | stage0 | Gas Boiler (Linearized cost) | hub13 | Gas Boiler (Linearized cost) Mode 2 | 0 | 0 | 0 | 0
Solution 1 | stage0 | Gas Boiler (Linearized cost) | hub14 | Gas Boiler (Linearized cost) Mode 1 | 0 | 0 | 0 | 0
Solution 1 | stage0 | Gas Boiler (Linearized cost) | hub14 | Gas Boiler (Linearized cost) Mode 2 | 0 | 0 | 0 | 0
Solution 1 | stage0 | Gas Boiler (Linearized cost) | hub2 | Gas Boiler (Linearized cost) Mode 1 | 0 | 0 | 0 | 0
Solution 1 | stage0 | Gas Boiler (Linearized cost) | hub2 | Gas Boiler (Linearized cost) Mode 2 | 0 | 0 | 0 | 0
Solution 1 | stage0 | Gas Boiler (Linearized cost) | hub3 | Gas Boiler (Linearized cost) Mode 1 | 0 | 0 | 0 | 0
Solution 1 | stage0 | Gas Boiler (Linearized cost) | hub3 | Gas Boiler (Linearized cost) Mode 2 | 0 | 0 | 0 | 0
Solution 1 | stage0 | Gas Boiler (Linearized cost) | hub4 | Gas Boiler (Linearized cost) Mode 1 | 0 | 0 | 0 | 0
Solution 1 | stage0 | Gas Boiler (Linearized cost) | hub4 | Gas Boiler (Linearized cost) Mode 2 | 0 | 0 | 0 | 0
Solution 1 | stage0 | Gas Boiler (Linearized cost) | hub5 | Gas Boiler (Linearized cost) Mode 1 | 0 | 0 | 0 | 0
Solution 1 | stage0 | Gas Boiler (Linearized cost) | hub5 | Gas Boiler (Linearized cost) Mode 2 | 0 | 0 | 0 | 0
Solution 1 | stage0 | Gas Boiler (Linearized cost) | hub6 | Gas Boiler (Linearized cost) Mode 1 | 0 | 0 | 0 | 0
Solution 1 | stage0 | Gas Boiler (Linearized cost) | hub6 | Gas Boiler (Linearized cost) Mode 2 | 0 | 0 | 0 | 0
Solution 1 | stage0 | Gas Boiler (Linearized cost) | hub7 | Gas Boiler (Linearized cost) Mode 1 | 0 | 0 | 0 | 0
Solution 1 | stage0 | Gas Boiler (Linearized cost) | hub7 | Gas Boiler (Linearized cost) Mode 2 | 0 | 0 | 0 | 0
Solution 1 | stage0 | Gas Boiler (Linearized cost) | hub8 | Gas Boiler (Linearized cost) Mode 1 | 0 | 0 | 0 | 0
Solution 1 | stage0 | Gas Boiler (Linearized cost) | hub8 | Gas Boiler (Linearized cost) Mode 2 | 0 | 0 | 0 | 0
Solution 1 | stage0 | Gas Boiler (Linearized cost) | hub9 | Gas Boiler (Linearized cost) Mode 1 | 0 | 0 | 0 | 0
Solution 1 | stage0 | Gas Boiler (Linearized cost) | hub9 | Gas Boiler (Linearized cost) Mode 2 | 0 | 0 | 0 | 0
Solution 1 | stage0 | A2W HP | hub1 | A2W HP Mode 1 | 2304.5377 | 769002.1133 | 769002.1133 | 0.038093
Solution 1 | stage0 | A2W HP | hub1 | A2W HP Mode 2 | 1.088e-12 | -3.469e-10 | -3.469e-10 | -3.96e-20
Solution 1 | stage0 | A2W HP | hub1 | A2W HP Mode 3 | 3504.5356 | 609008.1327 | 3525084.4936 | 0.11482
Solution 1 | stage0 | A2W HP | hub10 | A2W HP Mode 1 | 135.9123 | 51886.8029 | 51886.8029 | 0.043581
Solution 1 | stage0 | A2W HP | hub10 | A2W HP Mode 2 | 1.7e-14 | -8.5079e-12 | -8.5079e-12 | -9.7122e-22
Solution 1 | stage0 | A2W HP | hub10 | A2W HP Mode 3 | 53.0015 | 10072.7979 | 50093.025 | 0.10789
Solution 1 | stage0 | A2W HP | hub11 | A2W HP Mode 1 | 218.5355 | 358025.5897 | 358025.5897 | 0.18702
Solution 1 | stage0 | A2W HP | hub11 | A2W HP Mode 2 | 123.8394 | 158605.98 | 158605.98 | 0.02995
Solution 1 | stage0 | A2W HP | hub11 | A2W HP Mode 3 | 324.5422 | 122826.146 | 714510.1555 | 0.25132
Solution 1 | stage0 | A2W HP | hub12 | A2W HP Mode 1 | 2153.8699 | 7345736.8519 | 7345736.8519 | 0.38932
Solution 1 | stage0 | A2W HP | hub12 | A2W HP Mode 2 | 2269.1179 | 3450999.1076 | 3450999.1076 | 0.036983
Solution 1 | stage0 | A2W HP | hub12 | A2W HP Mode 3 | 5693.6049 | 1988796.6106 | 11306171.2937 | 0.22669
Solution 1 | stage0 | A2W HP | hub13 | A2W HP Mode 1 | 140.401 | 72255.5737 | 72255.5737 | 0.058749
Solution 1 | stage0 | A2W HP | hub13 | A2W HP Mode 2 | 6.671e-14 | -1.5645e-11 | -1.5645e-11 | -1.7859e-21
Solution 1 | stage0 | A2W HP | hub13 | A2W HP Mode 3 | 199.4844 | 17759.1913 | 87071.8675 | 0.049827
Solution 1 | stage0 | A2W HP | hub14 | A2W HP Mode 1 | 142.1925 | 133678.2323 | 133678.2323 | 0.10732
Solution 1 | stage0 | A2W HP | hub14 | A2W HP Mode 2 | 3.4001e-14 | -1.3581e-10 | -1.3581e-10 | -1.5503e-20
Solution 1 | stage0 | A2W HP | hub14 | A2W HP Mode 3 | 136.0558 | 12793.7817 | 63967.0117 | 0.05367
Solution 1 | stage0 | A2W HP | hub2 | A2W HP Mode 1 | 279.8181 | 85065.6119 | 85065.6119 | 0.034704
Solution 1 | stage0 | A2W HP | hub2 | A2W HP Mode 2 | 1.36e-13 | -2.2282e-11 | -2.2282e-11 | -2.5436e-21
Solution 1 | stage0 | A2W HP | hub2 | A2W HP Mode 3 | 428.7181 | 52287.8353 | 280476.7079 | 0.074683
Solution 1 | stage0 | A2W HP | hub3 | A2W HP Mode 1 | 58.7399 | 44423.1764 | 44423.1764 | 0.086332
Solution 1 | stage0 | A2W HP | hub3 | A2W HP Mode 2 | 6.8001e-14 | -4.5172e-11 | -4.5172e-11 | -5.1567e-21
Solution 1 | stage0 | A2W HP | hub3 | A2W HP Mode 3 | 128.4605 | 29807.1416 | 161334.1543 | 0.14337
Solution 1 | stage0 | A2W HP | hub4 | A2W HP Mode 1 | 273.5294 | 263452.5887 | 263452.5887 | 0.10995
Solution 1 | stage0 | A2W HP | hub4 | A2W HP Mode 2 | 275.4421 | 357463.8604 | 357463.8604 | 0.036471
Solution 1 | stage0 | A2W HP | hub4 | A2W HP Mode 3 | 910.054 | 171036.9728 | 982809.5714 | 0.12328
Solution 1 | stage0 | A2W HP | hub5 | A2W HP Mode 1 | 136.167 | 116315.6149 | 116315.6149 | 0.097513
Solution 1 | stage0 | A2W HP | hub5 | A2W HP Mode 2 | 148.9039 | 208367.4453 | 208367.4453 | 0.036438
Solution 1 | stage0 | A2W HP | hub5 | A2W HP Mode 3 | 463.515 | 88922.614 | 511222.3294 | 0.1259
Solution 1 | stage0 | A2W HP | hub6 | A2W HP Mode 1 | 115.1239 | 65178.3222 | 65178.3222 | 0.06463
Solution 1 | stage0 | A2W HP | hub6 | A2W HP Mode 2 | 6.8001e-14 | -1.1359e-11 | -1.1359e-11 | -1.2967e-21
Solution 1 | stage0 | A2W HP | hub6 | A2W HP Mode 3 | 155.4868 | 8830.8708 | 42635.8955 | 0.031302
Solution 1 | stage0 | A2W HP | hub7 | A2W HP Mode 1 | 104.0534 | 100816.5425 | 100816.5425 | 0.1106
Solution 1 | stage0 | A2W HP | hub7 | A2W HP Mode 2 | 127.1264 | 164968.2459 | 164968.2459 | 0.036419
Solution 1 | stage0 | A2W HP | hub7 | A2W HP Mode 3 | 321.6484 | 61577.8214 | 353997.716 | 0.12564
Solution 1 | stage0 | A2W HP | hub8 | A2W HP Mode 1 | 100.9653 | 97713.9951 | 97713.9951 | 0.11048
Solution 1 | stage0 | A2W HP | hub8 | A2W HP Mode 2 | 122.0353 | 164966.3202 | 164966.3202 | 0.036418
Solution 1 | stage0 | A2W HP | hub8 | A2W HP Mode 3 | 325.0713 | 63638.7782 | 373450.5186 | 0.13114
Solution 1 | stage0 | A2W HP | hub9 | A2W HP Mode 1 | 674.3585 | 577006.576 | 577006.576 | 0.097675
Solution 1 | stage0 | A2W HP | hub9 | A2W HP Mode 2 | 206.0546 | 269747.5345 | 269747.5345 | 0.036461
Solution 1 | stage0 | A2W HP | hub9 | A2W HP Mode 3 | 1321.5028 | 359386.0801 | 2053384.8352 | 0.17738
Solution 1 | stage0 | rooftop to pv | plant | rooftop to pv Mode 1 | 0 | 0 | 0 | 0
Solution 1 | stage0 | parking to pv | plant | parking to pv Mode 1 | 0 | 0 | 0 | 0
Solution 2 | stage0 | cooling tower a2w | hub1 | cooling tower a2w Mode 1 | 1646.0984 | 563552.6268 | 563552.6268 | 0.039082
Solution 2 | stage0 | cooling tower a2w | hub1 | cooling tower a2w Mode 2 | 3893.9284 | 3916760.5485 | 3916760.5485 | 0.11482
Solution 2 | stage0 | cooling tower a2w | hub10 | cooling tower a2w Mode 1 | 97.0802 | 37966.3708 | 37966.3708 | 0.044644
Solution 2 | stage0 | cooling tower a2w | hub10 | cooling tower a2w Mode 2 | 58.8906 | 55658.9166 | 55658.9166 | 0.10789
Solution 2 | stage0 | cooling tower a2w | hub11 | cooling tower a2w Mode 1 | 170.8203 | 388955.104 | 388955.104 | 0.25993
Solution 2 | stage0 | cooling tower a2w | hub11 | cooling tower a2w Mode 2 | 360.6024 | 793900.1728 | 793900.1728 | 0.25132
Solution 2 | stage0 | cooling tower a2w | hub12 | cooling tower a2w Mode 1 | 2063.618 | 8104089.009 | 8104089.009 | 0.4483
Solution 2 | stage0 | cooling tower a2w | hub12 | cooling tower a2w Mode 2 | 6326.2277 | 12562412.5486 | 12562412.5486 | 0.22669
Solution 2 | stage0 | cooling tower a2w | hub13 | cooling tower a2w Mode 1 | 100.2864 | 52792.6242 | 52792.6242 | 0.060094
Solution 2 | stage0 | cooling tower a2w | hub13 | cooling tower a2w Mode 2 | 221.6493 | 96746.5194 | 96746.5194 | 0.049827
Solution 2 | stage0 | cooling tower a2w | hub14 | cooling tower a2w Mode 1 | 101.5661 | 97939.0642 | 97939.0642 | 0.11008
Solution 2 | stage0 | cooling tower a2w | hub14 | cooling tower a2w Mode 2 | 151.1731 | 71074.4574 | 71074.4574 | 0.05367
Solution 2 | stage0 | cooling tower a2w | hub2 | cooling tower a2w Mode 1 | 206.3329 | 61936.8327 | 61936.8327 | 0.034267
Solution 2 | stage0 | cooling tower a2w | hub2 | cooling tower a2w Mode 2 | 476.3534 | 311640.7865 | 311640.7865 | 0.074683
Solution 2 | stage0 | cooling tower a2w | hub3 | cooling tower a2w Mode 1 | 43.3138 | 32431.3233 | 32431.3233 | 0.085474
Solution 2 | stage0 | cooling tower a2w | hub3 | cooling tower a2w Mode 2 | 142.7339 | 179260.1714 | 179260.1714 | 0.14337
Solution 2 | stage0 | cooling tower a2w | hub4 | cooling tower a2w Mode 1 | 231.2354 | 465031.8504 | 465031.8504 | 0.22958
Solution 2 | stage0 | cooling tower a2w | hub4 | cooling tower a2w Mode 2 | 1011.1712 | 1092010.6349 | 1092010.6349 | 0.12328
Solution 2 | stage0 | cooling tower a2w | hub5 | cooling tower a2w Mode 1 | 117.7918 | 243771.2846 | 243771.2846 | 0.23625
Solution 2 | stage0 | cooling tower a2w | hub5 | cooling tower a2w Mode 2 | 515.0167 | 568024.8104 | 568024.8104 | 0.1259
Solution 2 | stage0 | cooling tower a2w | hub6 | cooling tower a2w Mode 1 | 82.2313 | 47596.4468 | 47596.4468 | 0.066075
Solution 2 | stage0 | cooling tower a2w | hub6 | cooling tower a2w Mode 2 | 172.7632 | 47373.2172 | 47373.2172 | 0.031302
Solution 2 | stage0 | cooling tower a2w | hub7 | cooling tower a2w Mode 1 | 90.5184 | 199440.5749 | 199440.5749 | 0.25152
Solution 2 | stage0 | cooling tower a2w | hub7 | cooling tower a2w Mode 2 | 357.3871 | 393330.7955 | 393330.7955 | 0.12564
Solution 2 | stage0 | cooling tower a2w | hub8 | cooling tower a2w Mode 1 | 88.2633 | 197185.5365 | 197185.5365 | 0.25503
Solution 2 | stage0 | cooling tower a2w | hub8 | cooling tower a2w Mode 2 | 361.1903 | 414945.0206 | 414945.0206 | 0.13114
Solution 2 | stage0 | cooling tower a2w | hub9 | cooling tower a2w Mode 1 | 497.26 | 627731.3054 | 627731.3054 | 0.14411
Solution 2 | stage0 | cooling tower a2w | hub9 | cooling tower a2w Mode 2 | 1468.3364 | 2281538.7057 | 2281538.7057 | 0.17738
Solution 2 | stage0 | pv to hub | hub1 | pv to hub Mode 1 | 416.6912 | 410920.1076 | 410920.1076 | 0.11257
Solution 2 | stage0 | pv to hub | hub10 | pv to hub Mode 1 | 18.3186 | 31822.5807 | 31822.5807 | 0.1983
Solution 2 | stage0 | pv to hub | hub11 | pv to hub Mode 1 | 53.9319 | 87783.4139 | 87783.4139 | 0.18581
Solution 2 | stage0 | pv to hub | hub12 | pv to hub Mode 1 | 926.2634 | 1574555.4121 | 1574555.4121 | 0.19405
Solution 2 | stage0 | pv to hub | hub13 | pv to hub Mode 1 | 2.7802 | 3976.2577 | 3976.2577 | 0.16328
Solution 2 | stage0 | pv to hub | hub14 | pv to hub Mode 1 | 20.4852 | 24665.0522 | 24665.0522 | 0.13745
Solution 2 | stage0 | pv to hub | hub2 | pv to hub Mode 1 | 25.2008 | 33172.2313 | 33172.2313 | 0.15026
Solution 2 | stage0 | pv to hub | hub3 | pv to hub Mode 1 | 53.8672 | 60868.9687 | 60868.9687 | 0.12899
Solution 2 | stage0 | pv to hub | hub4 | pv to hub Mode 1 | 157.7212 | 45126.2403 | 45126.2403 | 0.032661
Solution 2 | stage0 | pv to hub | hub5 | pv to hub Mode 1 | 65.2979 | 6806.9589 | 6806.9589 | 0.0119
Solution 2 | stage0 | pv to hub | hub6 | pv to hub Mode 1 | 107.3627 | 69235.6422 | 69235.6422 | 0.073616
Solution 2 | stage0 | pv to hub | hub7 | pv to hub Mode 1 | 35.6551 | 30864.8569 | 30864.8569 | 0.098819
Solution 2 | stage0 | pv to hub | hub8 | pv to hub Mode 1 | 36.0293 | 28248.6965 | 28248.6965 | 0.089504
Solution 2 | stage0 | pv to hub | hub9 | pv to hub Mode 1 | 218.2724 | 118549.4388 | 118549.4388 | 0.062001
Solution 2 | stage0 | Pump DHW gas | hub1 | Pump DHW gas Mode 1 | 0 | 0 | 0 | 0
Solution 2 | stage0 | Pump DHW gas | hub10 | Pump DHW gas Mode 1 | 0 | 0 | 0 | 0
Solution 2 | stage0 | Pump DHW gas | hub11 | Pump DHW gas Mode 1 | 0 | 0 | 0 | 0
Solution 2 | stage0 | Pump DHW gas | hub12 | Pump DHW gas Mode 1 | 0 | 0 | 0 | 0
Solution 2 | stage0 | Pump DHW gas | hub13 | Pump DHW gas Mode 1 | 0 | 0 | 0 | 0
Solution 2 | stage0 | Pump DHW gas | hub14 | Pump DHW gas Mode 1 | 0 | 0 | 0 | 0
Solution 2 | stage0 | Pump DHW gas | hub2 | Pump DHW gas Mode 1 | 0 | 0 | 0 | 0
Solution 2 | stage0 | Pump DHW gas | hub3 | Pump DHW gas Mode 1 | 0 | 0 | 0 | 0
Solution 2 | stage0 | Pump DHW gas | hub4 | Pump DHW gas Mode 1 | 0 | 0 | 0 | 0
Solution 2 | stage0 | Pump DHW gas | hub5 | Pump DHW gas Mode 1 | 0 | 0 | 0 | 0
Solution 2 | stage0 | Pump DHW gas | hub6 | Pump DHW gas Mode 1 | 0 | 0 | 0 | 0
Solution 2 | stage0 | Pump DHW gas | hub7 | Pump DHW gas Mode 1 | 0 | 0 | 0 | 0
Solution 2 | stage0 | Pump DHW gas | hub8 | Pump DHW gas Mode 1 | 0 | 0 | 0 | 0
Solution 2 | stage0 | Pump DHW gas | hub9 | Pump DHW gas Mode 1 | 0 | 0 | 0 | 0
Solution 2 | stage0 | Pump cooling | hub1 | Pump cooling Mode 1 | 2746.524 | 2915759.2446 | 2915759.2446 | 0.12119
Solution 2 | stage0 | Pump cooling | hub10 | Pump cooling Mode 1 | 43.5653 | 40014.3655 | 40014.3655 | 0.10485
Solution 2 | stage0 | Pump cooling | hub11 | Pump cooling Mode 1 | 266.7618 | 591633.8046 | 591633.8046 | 0.25318
Solution 2 | stage0 | Pump cooling | hub12 | Pump cooling Mode 1 | 4679.9342 | 9316550.8255 | 9316550.8255 | 0.22725
Solution 2 | stage0 | Pump cooling | hub13 | Pump cooling Mode 1 | 151.9881 | 69301.0177 | 69301.0177 | 0.052051
Solution 2 | stage0 | Pump cooling | hub14 | Pump cooling Mode 1 | 103.6616 | 51168.1812 | 51168.1812 | 0.056348
Solution 2 | stage0 | Pump cooling | hub2 | Pump cooling Mode 1 | 326.6423 | 228162.4263 | 228162.4263 | 0.079738
Solution 2 | stage0 | Pump cooling | hub3 | Pump cooling Mode 1 | 100.4378 | 131513.1682 | 131513.1682 | 0.14947
Solution 2 | stage0 | Pump cooling | hub4 | Pump cooling Mode 1 | 748.031 | 811707.9697 | 811707.9697 | 0.12387
Solution 2 | stage0 | Pump cooling | hub5 | Pump cooling Mode 1 | 380.9923 | 422265.8724 | 422265.8724 | 0.12652
Solution 2 | stage0 | Pump cooling | hub6 | Pump cooling Mode 1 | 127.8045 | 33799.1385 | 33799.1385 | 0.03019
Solution 2 | stage0 | Pump cooling | hub7 | Pump cooling Mode 1 | 264.3832 | 292396.6081 | 292396.6081 | 0.12625
Solution 2 | stage0 | Pump cooling | hub8 | Pump cooling Mode 1 | 267.1967 | 309788.5739 | 309788.5739 | 0.13235
Solution 2 | stage0 | Pump cooling | hub9 | Pump cooling Mode 1 | 1086.2268 | 1693852.2018 | 1693852.2018 | 0.17801
Solution 2 | stage0 | Pump DHW | hub1 | Pump DHW Mode 1 | 0 | 0 | 0 | 0
Solution 2 | stage0 | Pump DHW | hub10 | Pump DHW Mode 1 | 0 | 0 | 0 | 0
Solution 2 | stage0 | Pump DHW | hub11 | Pump DHW Mode 1 | 34.8297 | 157809.6407 | 157809.6407 | 0.51722
Solution 2 | stage0 | Pump DHW | hub12 | Pump DHW Mode 1 | 554.1475 | 3432913.1735 | 3432913.1735 | 0.70718
Solution 2 | stage0 | Pump DHW | hub13 | Pump DHW Mode 1 | 0 | 0 | 0 | 0
Solution 2 | stage0 | Pump DHW | hub14 | Pump DHW Mode 1 | 0 | 0 | 0 | 0
Solution 2 | stage0 | Pump DHW | hub2 | Pump DHW Mode 1 | 0 | 0 | 0 | 0
Solution 2 | stage0 | Pump DHW | hub3 | Pump DHW Mode 1 | 0 | 0 | 0 | 0
Solution 2 | stage0 | Pump DHW | hub4 | Pump DHW Mode 1 | 94.6748 | 355183.1137 | 355183.1137 | 0.42827
Solution 2 | stage0 | Pump DHW | hub5 | Pump DHW Mode 1 | 55.1879 | 207044.0729 | 207044.0729 | 0.42827
Solution 2 | stage0 | Pump DHW | hub6 | Pump DHW Mode 1 | 0 | 0 | 0 | 0
Solution 2 | stage0 | Pump DHW | hub7 | Pump DHW Mode 1 | 43.6957 | 163930.0345 | 163930.0345 | 0.42827
Solution 2 | stage0 | Pump DHW | hub8 | Pump DHW Mode 1 | 43.6957 | 163930.0345 | 163930.0345 | 0.42827
Solution 2 | stage0 | Pump DHW | hub9 | Pump DHW Mode 1 | 71.4402 | 268016.2273 | 268016.2273 | 0.42827
Solution 2 | stage0 | Pump SH | hub1 | Pump SH Mode 1 | 2304.5377 | 769002.1133 | 769002.1133 | 0.038093
Solution 2 | stage0 | Pump SH | hub10 | Pump SH Mode 1 | 135.9123 | 51886.8029 | 51886.8029 | 0.043581
Solution 2 | stage0 | Pump SH | hub11 | Pump SH Mode 1 | 218.5355 | 358025.5897 | 358025.5897 | 0.18702
Solution 2 | stage0 | Pump SH | hub12 | Pump SH Mode 1 | 2153.8699 | 7345736.8519 | 7345736.8519 | 0.38932
Solution 2 | stage0 | Pump SH | hub13 | Pump SH Mode 1 | 140.401 | 72255.5737 | 72255.5737 | 0.058749
Solution 2 | stage0 | Pump SH | hub14 | Pump SH Mode 1 | 142.1925 | 133678.2323 | 133678.2323 | 0.10732
Solution 2 | stage0 | Pump SH | hub2 | Pump SH Mode 1 | 279.8181 | 85065.6119 | 85065.6119 | 0.034704
Solution 2 | stage0 | Pump SH | hub3 | Pump SH Mode 1 | 58.7399 | 44423.1764 | 44423.1764 | 0.086332
Solution 2 | stage0 | Pump SH | hub4 | Pump SH Mode 1 | 273.5294 | 263452.5887 | 263452.5887 | 0.10995
Solution 2 | stage0 | Pump SH | hub5 | Pump SH Mode 1 | 136.167 | 116315.6149 | 116315.6149 | 0.097513
Solution 2 | stage0 | Pump SH | hub6 | Pump SH Mode 1 | 115.1239 | 65178.3222 | 65178.3222 | 0.06463
Solution 2 | stage0 | Pump SH | hub7 | Pump SH Mode 1 | 104.0534 | 100816.5425 | 100816.5425 | 0.1106
Solution 2 | stage0 | Pump SH | hub8 | Pump SH Mode 1 | 100.9653 | 97713.9951 | 97713.9951 | 0.11048
Solution 2 | stage0 | Pump SH | hub9 | Pump SH Mode 1 | 674.3585 | 577006.576 | 577006.576 | 0.097675
Solution 2 | stage0 | Gas Boiler (Linearized cost) | hub1 | Gas Boiler (Linearized cost) Mode 1 | 0 | 0 | 0 | 0
Solution 2 | stage0 | Gas Boiler (Linearized cost) | hub1 | Gas Boiler (Linearized cost) Mode 2 | 0 | 0 | 0 | 0
Solution 2 | stage0 | Gas Boiler (Linearized cost) | hub10 | Gas Boiler (Linearized cost) Mode 1 | 0 | 0 | 0 | 0
Solution 2 | stage0 | Gas Boiler (Linearized cost) | hub10 | Gas Boiler (Linearized cost) Mode 2 | 0 | 0 | 0 | 0
Solution 2 | stage0 | Gas Boiler (Linearized cost) | hub11 | Gas Boiler (Linearized cost) Mode 1 | 0 | 0 | 0 | 0
Solution 2 | stage0 | Gas Boiler (Linearized cost) | hub11 | Gas Boiler (Linearized cost) Mode 2 | 0 | 0 | 0 | 0
Solution 2 | stage0 | Gas Boiler (Linearized cost) | hub12 | Gas Boiler (Linearized cost) Mode 1 | 0 | 0 | 0 | 0
Solution 2 | stage0 | Gas Boiler (Linearized cost) | hub12 | Gas Boiler (Linearized cost) Mode 2 | 0 | 0 | 0 | 0
Solution 2 | stage0 | Gas Boiler (Linearized cost) | hub13 | Gas Boiler (Linearized cost) Mode 1 | 0 | 0 | 0 | 0
Solution 2 | stage0 | Gas Boiler (Linearized cost) | hub13 | Gas Boiler (Linearized cost) Mode 2 | 0 | 0 | 0 | 0
Solution 2 | stage0 | Gas Boiler (Linearized cost) | hub14 | Gas Boiler (Linearized cost) Mode 1 | 0 | 0 | 0 | 0
Solution 2 | stage0 | Gas Boiler (Linearized cost) | hub14 | Gas Boiler (Linearized cost) Mode 2 | 0 | 0 | 0 | 0
Solution 2 | stage0 | Gas Boiler (Linearized cost) | hub2 | Gas Boiler (Linearized cost) Mode 1 | 0 | 0 | 0 | 0
Solution 2 | stage0 | Gas Boiler (Linearized cost) | hub2 | Gas Boiler (Linearized cost) Mode 2 | 0 | 0 | 0 | 0
Solution 2 | stage0 | Gas Boiler (Linearized cost) | hub3 | Gas Boiler (Linearized cost) Mode 1 | 0 | 0 | 0 | 0
Solution 2 | stage0 | Gas Boiler (Linearized cost) | hub3 | Gas Boiler (Linearized cost) Mode 2 | 0 | 0 | 0 | 0
Solution 2 | stage0 | Gas Boiler (Linearized cost) | hub4 | Gas Boiler (Linearized cost) Mode 1 | 0 | 0 | 0 | 0
Solution 2 | stage0 | Gas Boiler (Linearized cost) | hub4 | Gas Boiler (Linearized cost) Mode 2 | 0 | 0 | 0 | 0
Solution 2 | stage0 | Gas Boiler (Linearized cost) | hub5 | Gas Boiler (Linearized cost) Mode 1 | 0 | 0 | 0 | 0
Solution 2 | stage0 | Gas Boiler (Linearized cost) | hub5 | Gas Boiler (Linearized cost) Mode 2 | 0 | 0 | 0 | 0
Solution 2 | stage0 | Gas Boiler (Linearized cost) | hub6 | Gas Boiler (Linearized cost) Mode 1 | 0 | 0 | 0 | 0
Solution 2 | stage0 | Gas Boiler (Linearized cost) | hub6 | Gas Boiler (Linearized cost) Mode 2 | 0 | 0 | 0 | 0
Solution 2 | stage0 | Gas Boiler (Linearized cost) | hub7 | Gas Boiler (Linearized cost) Mode 1 | 0 | 0 | 0 | 0
Solution 2 | stage0 | Gas Boiler (Linearized cost) | hub7 | Gas Boiler (Linearized cost) Mode 2 | 0 | 0 | 0 | 0
Solution 2 | stage0 | Gas Boiler (Linearized cost) | hub8 | Gas Boiler (Linearized cost) Mode 1 | 0 | 0 | 0 | 0
Solution 2 | stage0 | Gas Boiler (Linearized cost) | hub8 | Gas Boiler (Linearized cost) Mode 2 | 0 | 0 | 0 | 0
Solution 2 | stage0 | Gas Boiler (Linearized cost) | hub9 | Gas Boiler (Linearized cost) Mode 1 | 0 | 0 | 0 | 0
Solution 2 | stage0 | Gas Boiler (Linearized cost) | hub9 | Gas Boiler (Linearized cost) Mode 2 | 0 | 0 | 0 | 0
Solution 2 | stage0 | A2W HP | hub1 | A2W HP Mode 1 | 2304.5377 | 769002.1133 | 769002.1133 | 0.038093
Solution 2 | stage0 | A2W HP | hub1 | A2W HP Mode 2 | 0 | 0 | 0 | 0
Solution 2 | stage0 | A2W HP | hub1 | A2W HP Mode 3 | 3504.5356 | 609008.1327 | 3525084.4936 | 0.11482
Solution 2 | stage0 | A2W HP | hub10 | A2W HP Mode 1 | 135.9123 | 51886.8029 | 51886.8029 | 0.043581
Solution 2 | stage0 | A2W HP | hub10 | A2W HP Mode 2 | 0 | 0 | 0 | 0
Solution 2 | stage0 | A2W HP | hub10 | A2W HP Mode 3 | 53.0015 | 10072.7979 | 50093.025 | 0.10789
Solution 2 | stage0 | A2W HP | hub11 | A2W HP Mode 1 | 218.5355 | 358025.5897 | 358025.5897 | 0.18702
Solution 2 | stage0 | A2W HP | hub11 | A2W HP Mode 2 | 52.9355 | 158686.469 | 158686.469 | 0.3422
Solution 2 | stage0 | A2W HP | hub11 | A2W HP Mode 3 | 324.5422 | 122826.146 | 714510.1555 | 0.25132
Solution 2 | stage0 | A2W HP | hub12 | A2W HP Mode 1 | 2153.8699 | 7345736.8519 | 7345736.8519 | 0.38932
Solution 2 | stage0 | A2W HP | hub12 | A2W HP Mode 2 | 827.0066 | 3452675.9306 | 3452675.9306 | 0.47659
Solution 2 | stage0 | A2W HP | hub12 | A2W HP Mode 3 | 5693.6049 | 1988796.6106 | 11306171.2937 | 0.22669
Solution 2 | stage0 | A2W HP | hub13 | A2W HP Mode 1 | 140.401 | 72255.5737 | 72255.5737 | 0.058749
Solution 2 | stage0 | A2W HP | hub13 | A2W HP Mode 2 | 0 | 0 | 0 | 0
Solution 2 | stage0 | A2W HP | hub13 | A2W HP Mode 3 | 199.4844 | 17759.1913 | 87071.8675 | 0.049827
Solution 2 | stage0 | A2W HP | hub14 | A2W HP Mode 1 | 142.1925 | 133678.2323 | 133678.2323 | 0.10732
Solution 2 | stage0 | A2W HP | hub14 | A2W HP Mode 2 | 0 | 0 | 0 | 0
Solution 2 | stage0 | A2W HP | hub14 | A2W HP Mode 3 | 136.0558 | 12793.7817 | 63967.0117 | 0.05367
Solution 2 | stage0 | A2W HP | hub2 | A2W HP Mode 1 | 279.8181 | 85065.6119 | 85065.6119 | 0.034704
Solution 2 | stage0 | A2W HP | hub2 | A2W HP Mode 2 | 0 | 0 | 0 | 0
Solution 2 | stage0 | A2W HP | hub2 | A2W HP Mode 3 | 428.7181 | 52287.8353 | 280476.7079 | 0.074683
Solution 2 | stage0 | A2W HP | hub3 | A2W HP Mode 1 | 58.7399 | 44423.1764 | 44423.1764 | 0.086332
Solution 2 | stage0 | A2W HP | hub3 | A2W HP Mode 2 | 0 | 0 | 0 | 0
Solution 2 | stage0 | A2W HP | hub3 | A2W HP Mode 3 | 128.4605 | 29807.1416 | 161334.1543 | 0.14337
Solution 2 | stage0 | A2W HP | hub4 | A2W HP Mode 1 | 273.5294 | 263452.5887 | 263452.5887 | 0.10995
Solution 2 | stage0 | A2W HP | hub4 | A2W HP Mode 2 | 140.0003 | 357692.5376 | 357692.5376 | 0.29166
Solution 2 | stage0 | A2W HP | hub4 | A2W HP Mode 3 | 910.054 | 171036.9728 | 982809.5714 | 0.12328
Solution 2 | stage0 | A2W HP | hub5 | A2W HP Mode 1 | 136.167 | 116315.6149 | 116315.6149 | 0.097513
Solution 2 | stage0 | A2W HP | hub5 | A2W HP Mode 2 | 56.3359 | 208506.8711 | 208506.8711 | 0.4225
Solution 2 | stage0 | A2W HP | hub5 | A2W HP Mode 3 | 463.515 | 88922.614 | 511222.3294 | 0.1259
Solution 2 | stage0 | A2W HP | hub6 | A2W HP Mode 1 | 115.1239 | 65178.3222 | 65178.3222 | 0.06463
Solution 2 | stage0 | A2W HP | hub6 | A2W HP Mode 2 | 0 | 0 | 0 | 0
Solution 2 | stage0 | A2W HP | hub6 | A2W HP Mode 3 | 155.4868 | 8830.8708 | 42635.8955 | 0.031302
Solution 2 | stage0 | A2W HP | hub7 | A2W HP Mode 1 | 104.0534 | 100816.5425 | 100816.5425 | 0.1106
Solution 2 | stage0 | A2W HP | hub7 | A2W HP Mode 2 | 39.5608 | 165088.2252 | 165088.2252 | 0.47637
Solution 2 | stage0 | A2W HP | hub7 | A2W HP Mode 3 | 321.6484 | 61577.8214 | 353997.716 | 0.12564
Solution 2 | stage0 | A2W HP | hub8 | A2W HP Mode 1 | 100.9653 | 97713.9951 | 97713.9951 | 0.11048
Solution 2 | stage0 | A2W HP | hub8 | A2W HP Mode 2 | 39.4315 | 165088.2252 | 165088.2252 | 0.47793
Solution 2 | stage0 | A2W HP | hub8 | A2W HP Mode 3 | 325.0713 | 63638.7782 | 373450.5186 | 0.13114
Solution 2 | stage0 | A2W HP | hub9 | A2W HP Mode 1 | 674.3585 | 577006.576 | 577006.576 | 0.097675
Solution 2 | stage0 | A2W HP | hub9 | A2W HP Mode 2 | 109.6092 | 269909.8031 | 269909.8031 | 0.2811
Solution 2 | stage0 | A2W HP | hub9 | A2W HP Mode 3 | 1321.5028 | 359386.0801 | 2053384.8352 | 0.17738
Solution 2 | stage0 | rooftop to pv | plant | rooftop to pv Mode 1 | 711.1506 | 8694089.2632 | 938961.6404 | 0.15072
Solution 2 | stage0 | parking to pv | plant | parking to pv Mode 1 | 1202.4421 | 1587634.2173 | 1587634.2173 | 0.15072
Solution 3 | stage0 | cooling tower a2w | hub1 | cooling tower a2w Mode 1 | 1646.0984 | 563552.6268 | 563552.6268 | 0.039082
Solution 3 | stage0 | cooling tower a2w | hub1 | cooling tower a2w Mode 2 | 3893.9284 | 3916760.5485 | 3916760.5485 | 0.11482
Solution 3 | stage0 | cooling tower a2w | hub10 | cooling tower a2w Mode 1 | 97.0802 | 37966.3708 | 37966.3708 | 0.044644
Solution 3 | stage0 | cooling tower a2w | hub10 | cooling tower a2w Mode 2 | 58.8906 | 55658.9166 | 55658.9166 | 0.10789
Solution 3 | stage0 | cooling tower a2w | hub11 | cooling tower a2w Mode 1 | 170.8203 | 389095.5387 | 389095.5387 | 0.26002
Solution 3 | stage0 | cooling tower a2w | hub11 | cooling tower a2w Mode 2 | 360.6024 | 793900.1728 | 793900.1728 | 0.25132
Solution 3 | stage0 | cooling tower a2w | hub12 | cooling tower a2w Mode 1 | 2059 | 8104169.1907 | 8104169.1907 | 0.44931
Solution 3 | stage0 | cooling tower a2w | hub12 | cooling tower a2w Mode 2 | 6326.2277 | 12562412.5486 | 12562412.5486 | 0.22669
Solution 3 | stage0 | cooling tower a2w | hub13 | cooling tower a2w Mode 1 | 100.2864 | 52792.6242 | 52792.6242 | 0.060094
Solution 3 | stage0 | cooling tower a2w | hub13 | cooling tower a2w Mode 2 | 221.6493 | 96746.5194 | 96746.5194 | 0.049827
Solution 3 | stage0 | cooling tower a2w | hub14 | cooling tower a2w Mode 1 | 101.5661 | 97939.0642 | 97939.0642 | 0.11008
Solution 3 | stage0 | cooling tower a2w | hub14 | cooling tower a2w Mode 2 | 151.1731 | 71074.4574 | 71074.4574 | 0.05367
Solution 3 | stage0 | cooling tower a2w | hub2 | cooling tower a2w Mode 1 | 206.3329 | 61936.8327 | 61936.8327 | 0.034267
Solution 3 | stage0 | cooling tower a2w | hub2 | cooling tower a2w Mode 2 | 476.3534 | 311640.7865 | 311640.7865 | 0.074683
Solution 3 | stage0 | cooling tower a2w | hub3 | cooling tower a2w Mode 1 | 43.3138 | 32431.3233 | 32431.3233 | 0.085474
Solution 3 | stage0 | cooling tower a2w | hub3 | cooling tower a2w Mode 2 | 142.7339 | 179260.1714 | 179260.1714 | 0.14337
Solution 3 | stage0 | cooling tower a2w | hub4 | cooling tower a2w Mode 1 | 231.2354 | 465035.3508 | 465035.3508 | 0.22958
Solution 3 | stage0 | cooling tower a2w | hub4 | cooling tower a2w Mode 2 | 1011.1712 | 1092010.6349 | 1092010.6349 | 0.12328
Solution 3 | stage0 | cooling tower a2w | hub5 | cooling tower a2w Mode 1 | 117.7918 | 243770.2345 | 243770.2345 | 0.23624
Solution 3 | stage0 | cooling tower a2w | hub5 | cooling tower a2w Mode 2 | 515.0167 | 568024.8104 | 568024.8104 | 0.1259
Solution 3 | stage0 | cooling tower a2w | hub6 | cooling tower a2w Mode 1 | 82.2313 | 47596.4468 | 47596.4468 | 0.066075
Solution 3 | stage0 | cooling tower a2w | hub6 | cooling tower a2w Mode 2 | 172.7632 | 47373.2172 | 47373.2172 | 0.031302
Solution 3 | stage0 | cooling tower a2w | hub7 | cooling tower a2w Mode 1 | 90.5184 | 199442.1908 | 199442.1908 | 0.25152
Solution 3 | stage0 | cooling tower a2w | hub7 | cooling tower a2w Mode 2 | 357.3871 | 393330.7955 | 393330.7955 | 0.12564
Solution 3 | stage0 | cooling tower a2w | hub8 | cooling tower a2w Mode 1 | 88.2633 | 197187.1523 | 197187.1523 | 0.25503
Solution 3 | stage0 | cooling tower a2w | hub8 | cooling tower a2w Mode 2 | 361.1903 | 414945.0206 | 414945.0206 | 0.13114
Solution 3 | stage0 | cooling tower a2w | hub9 | cooling tower a2w Mode 1 | 497.26 | 627733.9474 | 627733.9474 | 0.14411
Solution 3 | stage0 | cooling tower a2w | hub9 | cooling tower a2w Mode 2 | 1468.3364 | 2281538.7057 | 2281538.7057 | 0.17738
Solution 3 | stage0 | pv to hub | hub1 | pv to hub Mode 1 | 902.8796 | 798597.5016 | 798597.5016 | 0.10097
Solution 3 | stage0 | pv to hub | hub10 | pv to hub Mode 1 | 18.9455 | 34548.2619 | 34548.2619 | 0.20816
Solution 3 | stage0 | pv to hub | hub11 | pv to hub Mode 1 | 142.189 | 194741.0506 | 194741.0506 | 0.15635
Solution 3 | stage0 | pv to hub | hub12 | pv to hub Mode 1 | 2210.2557 | 3336739.0292 | 3336739.0292 | 0.17234
Solution 3 | stage0 | pv to hub | hub13 | pv to hub Mode 1 | 14.6276 | 21346.1419 | 21346.1419 | 0.16658
Solution 3 | stage0 | pv to hub | hub14 | pv to hub Mode 1 | 20.8092 | 23983.1358 | 23983.1358 | 0.13157
Solution 3 | stage0 | pv to hub | hub2 | pv to hub Mode 1 | 69.9723 | 82480.371 | 82480.371 | 0.13456
Solution 3 | stage0 | pv to hub | hub3 | pv to hub Mode 1 | 57.4143 | 73454.4941 | 73454.4941 | 0.14605
Solution 3 | stage0 | pv to hub | hub4 | pv to hub Mode 1 | 195.8838 | 107576.6512 | 107576.6512 | 0.062692
Solution 3 | stage0 | pv to hub | hub5 | pv to hub Mode 1 | 108.3278 | 8619.1608 | 8619.1608 | 0.0090828
Solution 3 | stage0 | pv to hub | hub6 | pv to hub Mode 1 | 107.3627 | 70337.1649 | 70337.1649 | 0.074787
Solution 3 | stage0 | pv to hub | hub7 | pv to hub Mode 1 | 79.776 | 73793.0388 | 73793.0388 | 0.10559
Solution 3 | stage0 | pv to hub | hub8 | pv to hub Mode 1 | 77.1471 | 97740.6174 | 97740.6174 | 0.14463
Solution 3 | stage0 | pv to hub | hub9 | pv to hub Mode 1 | 320.3922 | 127000.3718 | 127000.3718 | 0.04525
Solution 3 | stage0 | Pump DHW gas | hub1 | Pump DHW gas Mode 1 | 0 | 0 | 0 | 0
Solution 3 | stage0 | Pump DHW gas | hub10 | Pump DHW gas Mode 1 | 0 | 0 | 0 | 0
Solution 3 | stage0 | Pump DHW gas | hub11 | Pump DHW gas Mode 1 | 0 | 0 | 0 | 0
Solution 3 | stage0 | Pump DHW gas | hub12 | Pump DHW gas Mode 1 | 0 | 0 | 0 | 0
Solution 3 | stage0 | Pump DHW gas | hub13 | Pump DHW gas Mode 1 | 0 | 0 | 0 | 0
Solution 3 | stage0 | Pump DHW gas | hub14 | Pump DHW gas Mode 1 | 0 | 0 | 0 | 0
Solution 3 | stage0 | Pump DHW gas | hub2 | Pump DHW gas Mode 1 | 0 | 0 | 0 | 0
Solution 3 | stage0 | Pump DHW gas | hub3 | Pump DHW gas Mode 1 | 0 | 0 | 0 | 0
Solution 3 | stage0 | Pump DHW gas | hub4 | Pump DHW gas Mode 1 | 0 | 0 | 0 | 0
Solution 3 | stage0 | Pump DHW gas | hub5 | Pump DHW gas Mode 1 | 0 | 0 | 0 | 0
Solution 3 | stage0 | Pump DHW gas | hub6 | Pump DHW gas Mode 1 | 0 | 0 | 0 | 0
Solution 3 | stage0 | Pump DHW gas | hub7 | Pump DHW gas Mode 1 | 0 | 0 | 0 | 0
Solution 3 | stage0 | Pump DHW gas | hub8 | Pump DHW gas Mode 1 | 0 | 0 | 0 | 0
Solution 3 | stage0 | Pump DHW gas | hub9 | Pump DHW gas Mode 1 | 0 | 0 | 0 | 0
Solution 3 | stage0 | Pump cooling | hub1 | Pump cooling Mode 1 | 2746.524 | 2915759.2446 | 2915759.2446 | 0.12119
Solution 3 | stage0 | Pump cooling | hub10 | Pump cooling Mode 1 | 43.5653 | 40014.3655 | 40014.3655 | 0.10485
Solution 3 | stage0 | Pump cooling | hub11 | Pump cooling Mode 1 | 266.7618 | 591633.8046 | 591633.8046 | 0.25318
Solution 3 | stage0 | Pump cooling | hub12 | Pump cooling Mode 1 | 4679.9342 | 9316550.8255 | 9316550.8255 | 0.22725
Solution 3 | stage0 | Pump cooling | hub13 | Pump cooling Mode 1 | 151.9881 | 69301.0177 | 69301.0177 | 0.052051
Solution 3 | stage0 | Pump cooling | hub14 | Pump cooling Mode 1 | 103.6616 | 51168.1812 | 51168.1812 | 0.056348
Solution 3 | stage0 | Pump cooling | hub2 | Pump cooling Mode 1 | 326.6423 | 228162.4263 | 228162.4263 | 0.079738
Solution 3 | stage0 | Pump cooling | hub3 | Pump cooling Mode 1 | 100.4378 | 131513.1682 | 131513.1682 | 0.14947
Solution 3 | stage0 | Pump cooling | hub4 | Pump cooling Mode 1 | 748.031 | 811707.9697 | 811707.9697 | 0.12387
Solution 3 | stage0 | Pump cooling | hub5 | Pump cooling Mode 1 | 380.9923 | 422265.8724 | 422265.8724 | 0.12652
Solution 3 | stage0 | Pump cooling | hub6 | Pump cooling Mode 1 | 127.8045 | 33799.1385 | 33799.1385 | 0.03019
Solution 3 | stage0 | Pump cooling | hub7 | Pump cooling Mode 1 | 264.3832 | 292396.6081 | 292396.6081 | 0.12625
Solution 3 | stage0 | Pump cooling | hub8 | Pump cooling Mode 1 | 267.1967 | 309788.5739 | 309788.5739 | 0.13235
Solution 3 | stage0 | Pump cooling | hub9 | Pump cooling Mode 1 | 1086.2268 | 1693852.2018 | 1693852.2018 | 0.17801
Solution 3 | stage0 | Pump DHW | hub1 | Pump DHW Mode 1 | 0 | 0 | 0 | 0
Solution 3 | stage0 | Pump DHW | hub10 | Pump DHW Mode 1 | 0 | 0 | 0 | 0
Solution 3 | stage0 | Pump DHW | hub11 | Pump DHW Mode 1 | 34.8297 | 157809.6407 | 157809.6407 | 0.51722
Solution 3 | stage0 | Pump DHW | hub12 | Pump DHW Mode 1 | 554.1475 | 3432913.1735 | 3432913.1735 | 0.70718
Solution 3 | stage0 | Pump DHW | hub13 | Pump DHW Mode 1 | 0 | 0 | 0 | 0
Solution 3 | stage0 | Pump DHW | hub14 | Pump DHW Mode 1 | 0 | 0 | 0 | 0
Solution 3 | stage0 | Pump DHW | hub2 | Pump DHW Mode 1 | 0 | 0 | 0 | 0
Solution 3 | stage0 | Pump DHW | hub3 | Pump DHW Mode 1 | 0 | 0 | 0 | 0
Solution 3 | stage0 | Pump DHW | hub4 | Pump DHW Mode 1 | 94.6748 | 355183.1137 | 355183.1137 | 0.42827
Solution 3 | stage0 | Pump DHW | hub5 | Pump DHW Mode 1 | 55.1879 | 207044.0729 | 207044.0729 | 0.42827
Solution 3 | stage0 | Pump DHW | hub6 | Pump DHW Mode 1 | 0 | 0 | 0 | 0
Solution 3 | stage0 | Pump DHW | hub7 | Pump DHW Mode 1 | 43.6957 | 163930.0345 | 163930.0345 | 0.42827
Solution 3 | stage0 | Pump DHW | hub8 | Pump DHW Mode 1 | 43.6957 | 163930.0345 | 163930.0345 | 0.42827
Solution 3 | stage0 | Pump DHW | hub9 | Pump DHW Mode 1 | 71.4402 | 268016.2273 | 268016.2273 | 0.42827
Solution 3 | stage0 | Pump SH | hub1 | Pump SH Mode 1 | 2304.5377 | 769002.1133 | 769002.1133 | 0.038093
Solution 3 | stage0 | Pump SH | hub10 | Pump SH Mode 1 | 135.9123 | 51886.8029 | 51886.8029 | 0.043581
Solution 3 | stage0 | Pump SH | hub11 | Pump SH Mode 1 | 218.5355 | 358025.5897 | 358025.5897 | 0.18702
Solution 3 | stage0 | Pump SH | hub12 | Pump SH Mode 1 | 2153.8699 | 7345736.8519 | 7345736.8519 | 0.38932
Solution 3 | stage0 | Pump SH | hub13 | Pump SH Mode 1 | 140.401 | 72255.5737 | 72255.5737 | 0.058749
Solution 3 | stage0 | Pump SH | hub14 | Pump SH Mode 1 | 142.1925 | 133678.2323 | 133678.2323 | 0.10732
Solution 3 | stage0 | Pump SH | hub2 | Pump SH Mode 1 | 279.8181 | 85065.6119 | 85065.6119 | 0.034704
Solution 3 | stage0 | Pump SH | hub3 | Pump SH Mode 1 | 58.7399 | 44423.1764 | 44423.1764 | 0.086332
Solution 3 | stage0 | Pump SH | hub4 | Pump SH Mode 1 | 273.5294 | 263452.5887 | 263452.5887 | 0.10995
Solution 3 | stage0 | Pump SH | hub5 | Pump SH Mode 1 | 136.167 | 116315.6149 | 116315.6149 | 0.097513
Solution 3 | stage0 | Pump SH | hub6 | Pump SH Mode 1 | 115.1239 | 65178.3222 | 65178.3222 | 0.06463
Solution 3 | stage0 | Pump SH | hub7 | Pump SH Mode 1 | 104.0534 | 100816.5425 | 100816.5425 | 0.1106
Solution 3 | stage0 | Pump SH | hub8 | Pump SH Mode 1 | 100.9653 | 97713.9951 | 97713.9951 | 0.11048
Solution 3 | stage0 | Pump SH | hub9 | Pump SH Mode 1 | 674.3585 | 577006.576 | 577006.576 | 0.097675
Solution 3 | stage0 | Gas Boiler (Linearized cost) | hub1 | Gas Boiler (Linearized cost) Mode 1 | 0 | 0 | 0 | 0
Solution 3 | stage0 | Gas Boiler (Linearized cost) | hub1 | Gas Boiler (Linearized cost) Mode 2 | 0 | 0 | 0 | 0
Solution 3 | stage0 | Gas Boiler (Linearized cost) | hub10 | Gas Boiler (Linearized cost) Mode 1 | 0 | 0 | 0 | 0
Solution 3 | stage0 | Gas Boiler (Linearized cost) | hub10 | Gas Boiler (Linearized cost) Mode 2 | 0 | 0 | 0 | 0
Solution 3 | stage0 | Gas Boiler (Linearized cost) | hub11 | Gas Boiler (Linearized cost) Mode 1 | 0 | 0 | 0 | 0
Solution 3 | stage0 | Gas Boiler (Linearized cost) | hub11 | Gas Boiler (Linearized cost) Mode 2 | 0 | 0 | 0 | 0
Solution 3 | stage0 | Gas Boiler (Linearized cost) | hub12 | Gas Boiler (Linearized cost) Mode 1 | 0 | 0 | 0 | 0
Solution 3 | stage0 | Gas Boiler (Linearized cost) | hub12 | Gas Boiler (Linearized cost) Mode 2 | 0 | 0 | 0 | 0
Solution 3 | stage0 | Gas Boiler (Linearized cost) | hub13 | Gas Boiler (Linearized cost) Mode 1 | 0 | 0 | 0 | 0
Solution 3 | stage0 | Gas Boiler (Linearized cost) | hub13 | Gas Boiler (Linearized cost) Mode 2 | 0 | 0 | 0 | 0
Solution 3 | stage0 | Gas Boiler (Linearized cost) | hub14 | Gas Boiler (Linearized cost) Mode 1 | 0 | 0 | 0 | 0
Solution 3 | stage0 | Gas Boiler (Linearized cost) | hub14 | Gas Boiler (Linearized cost) Mode 2 | 0 | 0 | 0 | 0
Solution 3 | stage0 | Gas Boiler (Linearized cost) | hub2 | Gas Boiler (Linearized cost) Mode 1 | 0 | 0 | 0 | 0
Solution 3 | stage0 | Gas Boiler (Linearized cost) | hub2 | Gas Boiler (Linearized cost) Mode 2 | 0 | 0 | 0 | 0
Solution 3 | stage0 | Gas Boiler (Linearized cost) | hub3 | Gas Boiler (Linearized cost) Mode 1 | 0 | 0 | 0 | 0
Solution 3 | stage0 | Gas Boiler (Linearized cost) | hub3 | Gas Boiler (Linearized cost) Mode 2 | 0 | 0 | 0 | 0
Solution 3 | stage0 | Gas Boiler (Linearized cost) | hub4 | Gas Boiler (Linearized cost) Mode 1 | 0 | 0 | 0 | 0
Solution 3 | stage0 | Gas Boiler (Linearized cost) | hub4 | Gas Boiler (Linearized cost) Mode 2 | 0 | 0 | 0 | 0
Solution 3 | stage0 | Gas Boiler (Linearized cost) | hub5 | Gas Boiler (Linearized cost) Mode 1 | 0 | 0 | 0 | 0
Solution 3 | stage0 | Gas Boiler (Linearized cost) | hub5 | Gas Boiler (Linearized cost) Mode 2 | 0 | 0 | 0 | 0
Solution 3 | stage0 | Gas Boiler (Linearized cost) | hub6 | Gas Boiler (Linearized cost) Mode 1 | 0 | 0 | 0 | 0
Solution 3 | stage0 | Gas Boiler (Linearized cost) | hub6 | Gas Boiler (Linearized cost) Mode 2 | 0 | 0 | 0 | 0
Solution 3 | stage0 | Gas Boiler (Linearized cost) | hub7 | Gas Boiler (Linearized cost) Mode 1 | 0 | 0 | 0 | 0
Solution 3 | stage0 | Gas Boiler (Linearized cost) | hub7 | Gas Boiler (Linearized cost) Mode 2 | 0 | 0 | 0 | 0
Solution 3 | stage0 | Gas Boiler (Linearized cost) | hub8 | Gas Boiler (Linearized cost) Mode 1 | 0 | 0 | 0 | 0
Solution 3 | stage0 | Gas Boiler (Linearized cost) | hub8 | Gas Boiler (Linearized cost) Mode 2 | 0 | 0 | 0 | 0
Solution 3 | stage0 | Gas Boiler (Linearized cost) | hub9 | Gas Boiler (Linearized cost) Mode 1 | 0 | 0 | 0 | 0
Solution 3 | stage0 | Gas Boiler (Linearized cost) | hub9 | Gas Boiler (Linearized cost) Mode 2 | 0 | 0 | 0 | 0
Solution 3 | stage0 | A2W HP | hub1 | A2W HP Mode 1 | 2304.5377 | 769002.1133 | 769002.1133 | 0.038093
Solution 3 | stage0 | A2W HP | hub1 | A2W HP Mode 2 | 0 | 0 | 0 | 0
Solution 3 | stage0 | A2W HP | hub1 | A2W HP Mode 3 | 3504.5356 | 609008.1327 | 3525084.4936 | 0.11482
Solution 3 | stage0 | A2W HP | hub10 | A2W HP Mode 1 | 135.9123 | 51886.8029 | 51886.8029 | 0.043581
Solution 3 | stage0 | A2W HP | hub10 | A2W HP Mode 2 | 0 | 0 | 0 | 0
Solution 3 | stage0 | A2W HP | hub10 | A2W HP Mode 3 | 53.0015 | 10072.7979 | 50093.025 | 0.10789
Solution 3 | stage0 | A2W HP | hub11 | A2W HP Mode 1 | 218.5355 | 358025.5897 | 358025.5897 | 0.18702
Solution 3 | stage0 | A2W HP | hub11 | A2W HP Mode 2 | 95.3691 | 158865.5223 | 158865.5223 | 0.19016
Solution 3 | stage0 | A2W HP | hub11 | A2W HP Mode 3 | 324.5422 | 122826.146 | 714510.1555 | 0.25132
Solution 3 | stage0 | A2W HP | hub12 | A2W HP Mode 1 | 2153.8699 | 7345736.8519 | 7345736.8519 | 0.38932
Solution 3 | stage0 | A2W HP | hub12 | A2W HP Mode 2 | 1665.7568 | 3452780.4335 | 3452780.4335 | 0.23662
Solution 3 | stage0 | A2W HP | hub12 | A2W HP Mode 3 | 5693.6049 | 1988796.6106 | 11306171.2937 | 0.22669
Solution 3 | stage0 | A2W HP | hub13 | A2W HP Mode 1 | 140.401 | 72255.5737 | 72255.5737 | 0.058749
Solution 3 | stage0 | A2W HP | hub13 | A2W HP Mode 2 | 0 | 0 | 0 | 0
Solution 3 | stage0 | A2W HP | hub13 | A2W HP Mode 3 | 199.4844 | 17759.1913 | 87071.8675 | 0.049827
Solution 3 | stage0 | A2W HP | hub14 | A2W HP Mode 1 | 142.1925 | 133678.2323 | 133678.2323 | 0.10732
Solution 3 | stage0 | A2W HP | hub14 | A2W HP Mode 2 | 0 | 0 | 0 | 0
Solution 3 | stage0 | A2W HP | hub14 | A2W HP Mode 3 | 136.0558 | 12793.7817 | 63967.0117 | 0.05367
Solution 3 | stage0 | A2W HP | hub2 | A2W HP Mode 1 | 279.8181 | 85065.6119 | 85065.6119 | 0.034704
Solution 3 | stage0 | A2W HP | hub2 | A2W HP Mode 2 | 0 | 0 | 0 | 0
Solution 3 | stage0 | A2W HP | hub2 | A2W HP Mode 3 | 428.7181 | 52287.8353 | 280476.7079 | 0.074683
Solution 3 | stage0 | A2W HP | hub3 | A2W HP Mode 1 | 58.7399 | 44423.1764 | 44423.1764 | 0.086332
Solution 3 | stage0 | A2W HP | hub3 | A2W HP Mode 2 | 0 | 0 | 0 | 0
Solution 3 | stage0 | A2W HP | hub3 | A2W HP Mode 3 | 128.4605 | 29807.1416 | 161334.1543 | 0.14337
Solution 3 | stage0 | A2W HP | hub4 | A2W HP Mode 1 | 273.5294 | 263452.5887 | 263452.5887 | 0.10995
Solution 3 | stage0 | A2W HP | hub4 | A2W HP Mode 2 | 204.7944 | 357697.217 | 357697.217 | 0.19939
Solution 3 | stage0 | A2W HP | hub4 | A2W HP Mode 3 | 910.054 | 171036.9728 | 982809.5714 | 0.12328
Solution 3 | stage0 | A2W HP | hub5 | A2W HP Mode 1 | 136.167 | 116315.6149 | 116315.6149 | 0.097513
Solution 3 | stage0 | A2W HP | hub5 | A2W HP Mode 2 | 119.3791 | 208505.6267 | 208505.6267 | 0.19938
Solution 3 | stage0 | A2W HP | hub5 | A2W HP Mode 3 | 463.515 | 88922.614 | 511222.3294 | 0.1259
Solution 3 | stage0 | A2W HP | hub6 | A2W HP Mode 1 | 115.1239 | 65178.3222 | 65178.3222 | 0.06463
Solution 3 | stage0 | A2W HP | hub6 | A2W HP Mode 2 | 0 | 0 | 0 | 0
Solution 3 | stage0 | A2W HP | hub6 | A2W HP Mode 3 | 155.4868 | 8830.8708 | 42635.8955 | 0.031302
Solution 3 | stage0 | A2W HP | hub7 | A2W HP Mode 1 | 104.0534 | 100816.5425 | 100816.5425 | 0.1106
Solution 3 | stage0 | A2W HP | hub7 | A2W HP Mode 2 | 94.5201 | 165090.3853 | 165090.3853 | 0.19939
Solution 3 | stage0 | A2W HP | hub7 | A2W HP Mode 3 | 321.6484 | 61577.8214 | 353997.716 | 0.12564
Solution 3 | stage0 | A2W HP | hub8 | A2W HP Mode 1 | 100.9653 | 97713.9951 | 97713.9951 | 0.11048
Solution 3 | stage0 | A2W HP | hub8 | A2W HP Mode 2 | 71.2474 | 165090.3853 | 165090.3853 | 0.26452
Solution 3 | stage0 | A2W HP | hub8 | A2W HP Mode 3 | 325.0713 | 63638.7782 | 373450.5186 | 0.13114
Solution 3 | stage0 | A2W HP | hub9 | A2W HP Mode 1 | 674.3585 | 577006.576 | 577006.576 | 0.097675
Solution 3 | stage0 | A2W HP | hub9 | A2W HP Mode 2 | 196.7584 | 269913.3349 | 269913.3349 | 0.1566
Solution 3 | stage0 | A2W HP | hub9 | A2W HP Mode 3 | 1321.5028 | 359386.0801 | 2053384.8352 | 0.17738
Solution 3 | stage0 | rooftop to pv | plant | rooftop to pv Mode 1 | 711.1506 | 8694089.2632 | 938961.6404 | 0.15072
Solution 3 | stage0 | parking to pv | plant | parking to pv Mode 1 | 3155.8603 | 4166813.4136 | 4166813.4136 | 0.15072
Solution 4 | stage0 | cooling tower a2w | hub1 | cooling tower a2w Mode 1 | 1646.0984 | 563552.6268 | 563552.6268 | 0.039082
Solution 4 | stage0 | cooling tower a2w | hub1 | cooling tower a2w Mode 2 | 3893.9284 | 3916760.5485 | 3916760.5485 | 0.11482
Solution 4 | stage0 | cooling tower a2w | hub10 | cooling tower a2w Mode 1 | 97.0802 | 37966.3708 | 37966.3708 | 0.044644
Solution 4 | stage0 | cooling tower a2w | hub10 | cooling tower a2w Mode 2 | 58.8906 | 55658.9166 | 55658.9166 | 0.10789
Solution 4 | stage0 | cooling tower a2w | hub11 | cooling tower a2w Mode 1 | 183.9715 | 388291.2649 | 388291.2649 | 0.24094
Solution 4 | stage0 | cooling tower a2w | hub11 | cooling tower a2w Mode 2 | 360.6024 | 793900.1728 | 793900.1728 | 0.25132
Solution 4 | stage0 | cooling tower a2w | hub12 | cooling tower a2w Mode 1 | 1981.0793 | 8089504.7984 | 8089504.7984 | 0.46614
Solution 4 | stage0 | cooling tower a2w | hub12 | cooling tower a2w Mode 2 | 6326.2277 | 12562412.5486 | 12562412.5486 | 0.22669
Solution 4 | stage0 | cooling tower a2w | hub13 | cooling tower a2w Mode 1 | 100.2864 | 52792.6242 | 52792.6242 | 0.060094
Solution 4 | stage0 | cooling tower a2w | hub13 | cooling tower a2w Mode 2 | 221.6493 | 96746.5194 | 96746.5194 | 0.049827
Solution 4 | stage0 | cooling tower a2w | hub14 | cooling tower a2w Mode 1 | 101.5661 | 97939.0642 | 97939.0642 | 0.11008
Solution 4 | stage0 | cooling tower a2w | hub14 | cooling tower a2w Mode 2 | 151.1731 | 71074.4574 | 71074.4574 | 0.05367
Solution 4 | stage0 | cooling tower a2w | hub2 | cooling tower a2w Mode 1 | 206.3329 | 61936.8327 | 61936.8327 | 0.034267
Solution 4 | stage0 | cooling tower a2w | hub2 | cooling tower a2w Mode 2 | 476.3534 | 311640.7865 | 311640.7865 | 0.074683
Solution 4 | stage0 | cooling tower a2w | hub3 | cooling tower a2w Mode 1 | 43.3138 | 32431.3233 | 32431.3233 | 0.085474
Solution 4 | stage0 | cooling tower a2w | hub3 | cooling tower a2w Mode 2 | 142.7339 | 179260.1714 | 179260.1714 | 0.14337
Solution 4 | stage0 | cooling tower a2w | hub4 | cooling tower a2w Mode 1 | 236.8534 | 463198.5779 | 463198.5779 | 0.22325
Solution 4 | stage0 | cooling tower a2w | hub4 | cooling tower a2w Mode 2 | 1011.1712 | 1092010.6349 | 1092010.6349 | 0.12328
Solution 4 | stage0 | cooling tower a2w | hub5 | cooling tower a2w Mode 1 | 117.7918 | 242712.071 | 242712.071 | 0.23522
Solution 4 | stage0 | cooling tower a2w | hub5 | cooling tower a2w Mode 2 | 515.0167 | 568024.8104 | 568024.8104 | 0.1259
Solution 4 | stage0 | cooling tower a2w | hub6 | cooling tower a2w Mode 1 | 82.2313 | 47596.4468 | 47596.4468 | 0.066075
Solution 4 | stage0 | cooling tower a2w | hub6 | cooling tower a2w Mode 2 | 172.7632 | 47373.2172 | 47373.2172 | 0.031302
Solution 4 | stage0 | cooling tower a2w | hub7 | cooling tower a2w Mode 1 | 92.1988 | 198599.9662 | 198599.9662 | 0.24589
Solution 4 | stage0 | cooling tower a2w | hub7 | cooling tower a2w Mode 2 | 357.3871 | 393330.7955 | 393330.7955 | 0.12564
Solution 4 | stage0 | cooling tower a2w | hub8 | cooling tower a2w Mode 1 | 90.8603 | 196342.6871 | 196342.6871 | 0.24668
Solution 4 | stage0 | cooling tower a2w | hub8 | cooling tower a2w Mode 2 | 361.1903 | 414945.0206 | 414945.0206 | 0.13114
Solution 4 | stage0 | cooling tower a2w | hub9 | cooling tower a2w Mode 1 | 533.2227 | 626359.3276 | 626359.3276 | 0.13409
Solution 4 | stage0 | cooling tower a2w | hub9 | cooling tower a2w Mode 2 | 1468.3364 | 2281538.7057 | 2281538.7057 | 0.17738
Solution 4 | stage0 | pv to hub | hub1 | pv to hub Mode 1 | 1010.5521 | 1390349.8875 | 1390349.8875 | 0.15706
Solution 4 | stage0 | pv to hub | hub10 | pv to hub Mode 1 | 24.373 | 44665.3828 | 44665.3828 | 0.2092
Solution 4 | stage0 | pv to hub | hub11 | pv to hub Mode 1 | 133.5337 | 233211.0815 | 233211.0815 | 0.19937
Solution 4 | stage0 | pv to hub | hub12 | pv to hub Mode 1 | 1613.0244 | 4428883.1768 | 4428883.1768 | 0.31344
Solution 4 | stage0 | pv to hub | hub13 | pv to hub Mode 1 | 14.6276 | 19580.1227 | 19580.1227 | 0.1528
Solution 4 | stage0 | pv to hub | hub14 | pv to hub Mode 1 | 33.5138 | 49312.1849 | 49312.1849 | 0.16797
Solution 4 | stage0 | pv to hub | hub2 | pv to hub Mode 1 | 90.8933 | 119917.639 | 119917.639 | 0.15061
Solution 4 | stage0 | pv to hub | hub3 | pv to hub Mode 1 | 60.0128 | 210953.2264 | 210953.2264 | 0.40127
Solution 4 | stage0 | pv to hub | hub4 | pv to hub Mode 1 | 203.0914 | 173172.8857 | 173172.8857 | 0.097339
Solution 4 | stage0 | pv to hub | hub5 | pv to hub Mode 1 | 119.4587 | 105573.1073 | 105573.1073 | 0.10089
Solution 4 | stage0 | pv to hub | hub6 | pv to hub Mode 1 | 107.3627 | 70083.802 | 70083.802 | 0.074518
Solution 4 | stage0 | pv to hub | hub7 | pv to hub Mode 1 | 72.4693 | 131523.0172 | 131523.0172 | 0.20718
Solution 4 | stage0 | pv to hub | hub8 | pv to hub Mode 1 | 72.4218 | 146490.0529 | 146490.0529 | 0.23091
Solution 4 | stage0 | pv to hub | hub9 | pv to hub Mode 1 | 356.3377 | 423064.1739 | 423064.1739 | 0.13553
Solution 4 | stage0 | Pump DHW gas | hub1 | Pump DHW gas Mode 1 | 0 | 0 | 0 | 0
Solution 4 | stage0 | Pump DHW gas | hub10 | Pump DHW gas Mode 1 | 0 | 0 | 0 | 0
Solution 4 | stage0 | Pump DHW gas | hub11 | Pump DHW gas Mode 1 | 0 | 0 | 0 | 0
Solution 4 | stage0 | Pump DHW gas | hub12 | Pump DHW gas Mode 1 | 0 | 0 | 0 | 0
Solution 4 | stage0 | Pump DHW gas | hub13 | Pump DHW gas Mode 1 | 0 | 0 | 0 | 0
Solution 4 | stage0 | Pump DHW gas | hub14 | Pump DHW gas Mode 1 | 0 | 0 | 0 | 0
Solution 4 | stage0 | Pump DHW gas | hub2 | Pump DHW gas Mode 1 | 0 | 0 | 0 | 0
Solution 4 | stage0 | Pump DHW gas | hub3 | Pump DHW gas Mode 1 | 0 | 0 | 0 | 0
Solution 4 | stage0 | Pump DHW gas | hub4 | Pump DHW gas Mode 1 | 0 | 0 | 0 | 0
Solution 4 | stage0 | Pump DHW gas | hub5 | Pump DHW gas Mode 1 | 0 | 0 | 0 | 0
Solution 4 | stage0 | Pump DHW gas | hub6 | Pump DHW gas Mode 1 | 0 | 0 | 0 | 0
Solution 4 | stage0 | Pump DHW gas | hub7 | Pump DHW gas Mode 1 | 0 | 0 | 0 | 0
Solution 4 | stage0 | Pump DHW gas | hub8 | Pump DHW gas Mode 1 | 0 | 0 | 0 | 0
Solution 4 | stage0 | Pump DHW gas | hub9 | Pump DHW gas Mode 1 | 0 | 0 | 0 | 0
Solution 4 | stage0 | Pump cooling | hub1 | Pump cooling Mode 1 | 2746.524 | 2915759.2446 | 2915759.2446 | 0.12119
Solution 4 | stage0 | Pump cooling | hub10 | Pump cooling Mode 1 | 43.5653 | 40014.3655 | 40014.3655 | 0.10485
Solution 4 | stage0 | Pump cooling | hub11 | Pump cooling Mode 1 | 266.7618 | 591633.8046 | 591633.8046 | 0.25318
Solution 4 | stage0 | Pump cooling | hub12 | Pump cooling Mode 1 | 4679.9342 | 9316550.8255 | 9316550.8255 | 0.22725
Solution 4 | stage0 | Pump cooling | hub13 | Pump cooling Mode 1 | 151.9881 | 69301.0177 | 69301.0177 | 0.052051
Solution 4 | stage0 | Pump cooling | hub14 | Pump cooling Mode 1 | 103.6616 | 51168.1812 | 51168.1812 | 0.056348
Solution 4 | stage0 | Pump cooling | hub2 | Pump cooling Mode 1 | 326.6423 | 228162.4263 | 228162.4263 | 0.079738
Solution 4 | stage0 | Pump cooling | hub3 | Pump cooling Mode 1 | 100.4378 | 131513.1682 | 131513.1682 | 0.14947
Solution 4 | stage0 | Pump cooling | hub4 | Pump cooling Mode 1 | 748.031 | 811707.9697 | 811707.9697 | 0.12387
Solution 4 | stage0 | Pump cooling | hub5 | Pump cooling Mode 1 | 380.9923 | 422265.8724 | 422265.8724 | 0.12652
Solution 4 | stage0 | Pump cooling | hub6 | Pump cooling Mode 1 | 127.8045 | 33799.1385 | 33799.1385 | 0.03019
Solution 4 | stage0 | Pump cooling | hub7 | Pump cooling Mode 1 | 264.3832 | 292396.6081 | 292396.6081 | 0.12625
Solution 4 | stage0 | Pump cooling | hub8 | Pump cooling Mode 1 | 267.1967 | 309788.5739 | 309788.5739 | 0.13235
Solution 4 | stage0 | Pump cooling | hub9 | Pump cooling Mode 1 | 1086.2268 | 1693852.2018 | 1693852.2018 | 0.17801
Solution 4 | stage0 | Pump DHW | hub1 | Pump DHW Mode 1 | 0 | 0 | 0 | 0
Solution 4 | stage0 | Pump DHW | hub10 | Pump DHW Mode 1 | 0 | 0 | 0 | 0
Solution 4 | stage0 | Pump DHW | hub11 | Pump DHW Mode 1 | 34.8297 | 157809.6407 | 157809.6407 | 0.51722
Solution 4 | stage0 | Pump DHW | hub12 | Pump DHW Mode 1 | 554.1475 | 3432913.1735 | 3432913.1735 | 0.70718
Solution 4 | stage0 | Pump DHW | hub13 | Pump DHW Mode 1 | 0 | 0 | 0 | 0
Solution 4 | stage0 | Pump DHW | hub14 | Pump DHW Mode 1 | 0 | 0 | 0 | 0
Solution 4 | stage0 | Pump DHW | hub2 | Pump DHW Mode 1 | 0 | 0 | 0 | 0
Solution 4 | stage0 | Pump DHW | hub3 | Pump DHW Mode 1 | 0 | 0 | 0 | 0
Solution 4 | stage0 | Pump DHW | hub4 | Pump DHW Mode 1 | 94.6748 | 355183.1137 | 355183.1137 | 0.42827
Solution 4 | stage0 | Pump DHW | hub5 | Pump DHW Mode 1 | 55.1879 | 207044.0729 | 207044.0729 | 0.42827
Solution 4 | stage0 | Pump DHW | hub6 | Pump DHW Mode 1 | 0 | 0 | 0 | 0
Solution 4 | stage0 | Pump DHW | hub7 | Pump DHW Mode 1 | 43.6957 | 163930.0345 | 163930.0345 | 0.42827
Solution 4 | stage0 | Pump DHW | hub8 | Pump DHW Mode 1 | 43.6957 | 163930.0345 | 163930.0345 | 0.42827
Solution 4 | stage0 | Pump DHW | hub9 | Pump DHW Mode 1 | 71.4402 | 268016.2273 | 268016.2273 | 0.42827
Solution 4 | stage0 | Pump SH | hub1 | Pump SH Mode 1 | 2304.5377 | 769002.1133 | 769002.1133 | 0.038093
Solution 4 | stage0 | Pump SH | hub10 | Pump SH Mode 1 | 135.9123 | 51886.8029 | 51886.8029 | 0.043581
Solution 4 | stage0 | Pump SH | hub11 | Pump SH Mode 1 | 218.5355 | 358025.5897 | 358025.5897 | 0.18702
Solution 4 | stage0 | Pump SH | hub12 | Pump SH Mode 1 | 2153.8699 | 7345736.8519 | 7345736.8519 | 0.38932
Solution 4 | stage0 | Pump SH | hub13 | Pump SH Mode 1 | 140.401 | 72255.5737 | 72255.5737 | 0.058749
Solution 4 | stage0 | Pump SH | hub14 | Pump SH Mode 1 | 142.1925 | 133678.2323 | 133678.2323 | 0.10732
Solution 4 | stage0 | Pump SH | hub2 | Pump SH Mode 1 | 279.8181 | 85065.6119 | 85065.6119 | 0.034704
Solution 4 | stage0 | Pump SH | hub3 | Pump SH Mode 1 | 58.7399 | 44423.1764 | 44423.1764 | 0.086332
Solution 4 | stage0 | Pump SH | hub4 | Pump SH Mode 1 | 273.5294 | 263452.5887 | 263452.5887 | 0.10995
Solution 4 | stage0 | Pump SH | hub5 | Pump SH Mode 1 | 136.167 | 116315.6149 | 116315.6149 | 0.097513
Solution 4 | stage0 | Pump SH | hub6 | Pump SH Mode 1 | 115.1239 | 65178.3222 | 65178.3222 | 0.06463
Solution 4 | stage0 | Pump SH | hub7 | Pump SH Mode 1 | 104.0534 | 100816.5425 | 100816.5425 | 0.1106
Solution 4 | stage0 | Pump SH | hub8 | Pump SH Mode 1 | 100.9653 | 97713.9951 | 97713.9951 | 0.11048
Solution 4 | stage0 | Pump SH | hub9 | Pump SH Mode 1 | 674.3585 | 577006.576 | 577006.576 | 0.097675
Solution 4 | stage0 | Gas Boiler (Linearized cost) | hub1 | Gas Boiler (Linearized cost) Mode 1 | 0 | 0 | 0 | 0
Solution 4 | stage0 | Gas Boiler (Linearized cost) | hub1 | Gas Boiler (Linearized cost) Mode 2 | 0 | 0 | 0 | 0
Solution 4 | stage0 | Gas Boiler (Linearized cost) | hub10 | Gas Boiler (Linearized cost) Mode 1 | 0 | 0 | 0 | 0
Solution 4 | stage0 | Gas Boiler (Linearized cost) | hub10 | Gas Boiler (Linearized cost) Mode 2 | 0 | 0 | 0 | 0
Solution 4 | stage0 | Gas Boiler (Linearized cost) | hub11 | Gas Boiler (Linearized cost) Mode 1 | 0 | 0 | 0 | 0
Solution 4 | stage0 | Gas Boiler (Linearized cost) | hub11 | Gas Boiler (Linearized cost) Mode 2 | 0 | 0 | 0 | 0
Solution 4 | stage0 | Gas Boiler (Linearized cost) | hub12 | Gas Boiler (Linearized cost) Mode 1 | 0 | 0 | 0 | 0
Solution 4 | stage0 | Gas Boiler (Linearized cost) | hub12 | Gas Boiler (Linearized cost) Mode 2 | 0 | 0 | 0 | 0
Solution 4 | stage0 | Gas Boiler (Linearized cost) | hub13 | Gas Boiler (Linearized cost) Mode 1 | 0 | 0 | 0 | 0
Solution 4 | stage0 | Gas Boiler (Linearized cost) | hub13 | Gas Boiler (Linearized cost) Mode 2 | 0 | 0 | 0 | 0
Solution 4 | stage0 | Gas Boiler (Linearized cost) | hub14 | Gas Boiler (Linearized cost) Mode 1 | 0 | 0 | 0 | 0
Solution 4 | stage0 | Gas Boiler (Linearized cost) | hub14 | Gas Boiler (Linearized cost) Mode 2 | 0 | 0 | 0 | 0
Solution 4 | stage0 | Gas Boiler (Linearized cost) | hub2 | Gas Boiler (Linearized cost) Mode 1 | 0 | 0 | 0 | 0
Solution 4 | stage0 | Gas Boiler (Linearized cost) | hub2 | Gas Boiler (Linearized cost) Mode 2 | 0 | 0 | 0 | 0
Solution 4 | stage0 | Gas Boiler (Linearized cost) | hub3 | Gas Boiler (Linearized cost) Mode 1 | 0 | 0 | 0 | 0
Solution 4 | stage0 | Gas Boiler (Linearized cost) | hub3 | Gas Boiler (Linearized cost) Mode 2 | 0 | 0 | 0 | 0
Solution 4 | stage0 | Gas Boiler (Linearized cost) | hub4 | Gas Boiler (Linearized cost) Mode 1 | 0 | 0 | 0 | 0
Solution 4 | stage0 | Gas Boiler (Linearized cost) | hub4 | Gas Boiler (Linearized cost) Mode 2 | 0 | 0 | 0 | 0
Solution 4 | stage0 | Gas Boiler (Linearized cost) | hub5 | Gas Boiler (Linearized cost) Mode 1 | 0 | 0 | 0 | 0
Solution 4 | stage0 | Gas Boiler (Linearized cost) | hub5 | Gas Boiler (Linearized cost) Mode 2 | 0 | 0 | 0 | 0
Solution 4 | stage0 | Gas Boiler (Linearized cost) | hub6 | Gas Boiler (Linearized cost) Mode 1 | 0 | 0 | 0 | 0
Solution 4 | stage0 | Gas Boiler (Linearized cost) | hub6 | Gas Boiler (Linearized cost) Mode 2 | 0 | 0 | 0 | 0
Solution 4 | stage0 | Gas Boiler (Linearized cost) | hub7 | Gas Boiler (Linearized cost) Mode 1 | 0 | 0 | 0 | 0
Solution 4 | stage0 | Gas Boiler (Linearized cost) | hub7 | Gas Boiler (Linearized cost) Mode 2 | 0 | 0 | 0 | 0
Solution 4 | stage0 | Gas Boiler (Linearized cost) | hub8 | Gas Boiler (Linearized cost) Mode 1 | 0 | 0 | 0 | 0
Solution 4 | stage0 | Gas Boiler (Linearized cost) | hub8 | Gas Boiler (Linearized cost) Mode 2 | 0 | 0 | 0 | 0
Solution 4 | stage0 | Gas Boiler (Linearized cost) | hub9 | Gas Boiler (Linearized cost) Mode 1 | 0 | 0 | 0 | 0
Solution 4 | stage0 | Gas Boiler (Linearized cost) | hub9 | Gas Boiler (Linearized cost) Mode 2 | 0 | 0 | 0 | 0
Solution 4 | stage0 | A2W HP | hub1 | A2W HP Mode 1 | 2304.5377 | 769002.1133 | 769002.1133 | 0.038093
Solution 4 | stage0 | A2W HP | hub1 | A2W HP Mode 2 | 0 | 0 | 0 | 0
Solution 4 | stage0 | A2W HP | hub1 | A2W HP Mode 3 | 3504.5356 | 609008.1327 | 3525084.4936 | 0.11482
Solution 4 | stage0 | A2W HP | hub10 | A2W HP Mode 1 | 135.9123 | 51886.8029 | 51886.8029 | 0.043581
Solution 4 | stage0 | A2W HP | hub10 | A2W HP Mode 2 | 0 | 0 | 0 | 0
Solution 4 | stage0 | A2W HP | hub10 | A2W HP Mode 3 | 53.0015 | 10072.7979 | 50093.025 | 0.10789
Solution 4 | stage0 | A2W HP | hub11 | A2W HP Mode 1 | 218.5355 | 358025.5897 | 358025.5897 | 0.18702
Solution 4 | stage0 | A2W HP | hub11 | A2W HP Mode 2 | 34.8297 | 157812.1244 | 157812.1244 | 0.51723
Solution 4 | stage0 | A2W HP | hub11 | A2W HP Mode 3 | 324.5422 | 122826.146 | 714510.1555 | 0.25132
Solution 4 | stage0 | A2W HP | hub12 | A2W HP Mode 1 | 2153.8699 | 7345736.8519 | 7345736.8519 | 0.38932
Solution 4 | stage0 | A2W HP | hub12 | A2W HP Mode 2 | 878.6426 | 3433455.3933 | 3433455.3933 | 0.44608
Solution 4 | stage0 | A2W HP | hub12 | A2W HP Mode 3 | 5693.6049 | 1988796.6106 | 11306171.2937 | 0.22669
Solution 4 | stage0 | A2W HP | hub13 | A2W HP Mode 1 | 140.401 | 72255.5737 | 72255.5737 | 0.058749
Solution 4 | stage0 | A2W HP | hub13 | A2W HP Mode 2 | 0 | 0 | 0 | 0
Solution 4 | stage0 | A2W HP | hub13 | A2W HP Mode 3 | 199.4844 | 17759.1913 | 87071.8675 | 0.049827
Solution 4 | stage0 | A2W HP | hub14 | A2W HP Mode 1 | 142.1925 | 133678.2323 | 133678.2323 | 0.10732
Solution 4 | stage0 | A2W HP | hub14 | A2W HP Mode 2 | 0 | 0 | 0 | 0
Solution 4 | stage0 | A2W HP | hub14 | A2W HP Mode 3 | 136.0558 | 12793.7817 | 63967.0117 | 0.05367
Solution 4 | stage0 | A2W HP | hub2 | A2W HP Mode 1 | 279.8181 | 85065.6119 | 85065.6119 | 0.034704
Solution 4 | stage0 | A2W HP | hub2 | A2W HP Mode 2 | 0 | 0 | 0 | 0
Solution 4 | stage0 | A2W HP | hub2 | A2W HP Mode 3 | 428.7181 | 52287.8353 | 280476.7079 | 0.074683
Solution 4 | stage0 | A2W HP | hub3 | A2W HP Mode 1 | 58.7399 | 44423.1764 | 44423.1764 | 0.086332
Solution 4 | stage0 | A2W HP | hub3 | A2W HP Mode 2 | 0 | 0 | 0 | 0
Solution 4 | stage0 | A2W HP | hub3 | A2W HP Mode 3 | 128.4605 | 29807.1416 | 161334.1543 | 0.14337
Solution 4 | stage0 | A2W HP | hub4 | A2W HP Mode 1 | 273.5294 | 263452.5887 | 263452.5887 | 0.10995
Solution 4 | stage0 | A2W HP | hub4 | A2W HP Mode 2 | 96.1617 | 355271.687 | 355271.687 | 0.42175
Solution 4 | stage0 | A2W HP | hub4 | A2W HP Mode 3 | 910.054 | 171036.9728 | 982809.5714 | 0.12328
Solution 4 | stage0 | A2W HP | hub5 | A2W HP Mode 1 | 136.167 | 116315.6149 | 116315.6149 | 0.097513
Solution 4 | stage0 | A2W HP | hub5 | A2W HP Mode 2 | 56.0149 | 207108.2247 | 207108.2247 | 0.42207
Solution 4 | stage0 | A2W HP | hub5 | A2W HP Mode 3 | 463.515 | 88922.614 | 511222.3294 | 0.1259
Solution 4 | stage0 | A2W HP | hub6 | A2W HP Mode 1 | 115.1239 | 65178.3222 | 65178.3222 | 0.06463
Solution 4 | stage0 | A2W HP | hub6 | A2W HP Mode 2 | 0 | 0 | 0 | 0
Solution 4 | stage0 | A2W HP | hub6 | A2W HP Mode 3 | 155.4868 | 8830.8708 | 42635.8955 | 0.031302
Solution 4 | stage0 | A2W HP | hub7 | A2W HP Mode 1 | 104.0534 | 100816.5425 | 100816.5425 | 0.1106
Solution 4 | stage0 | A2W HP | hub7 | A2W HP Mode 2 | 44.3506 | 163978.3065 | 163978.3065 | 0.42206
Solution 4 | stage0 | A2W HP | hub7 | A2W HP Mode 3 | 321.6484 | 61577.8214 | 353997.716 | 0.12564
Solution 4 | stage0 | A2W HP | hub8 | A2W HP Mode 1 | 100.9653 | 97713.9951 | 97713.9951 | 0.11048
Solution 4 | stage0 | A2W HP | hub8 | A2W HP Mode 2 | 44.3506 | 163975.2947 | 163975.2947 | 0.42206
Solution 4 | stage0 | A2W HP | hub8 | A2W HP Mode 3 | 325.0713 | 63638.7782 | 373450.5186 | 0.13114
Solution 4 | stage0 | A2W HP | hub9 | A2W HP Mode 1 | 674.3585 | 577006.576 | 577006.576 | 0.097675
Solution 4 | stage0 | A2W HP | hub9 | A2W HP Mode 2 | 86.9896 | 268098.3343 | 268098.3343 | 0.35182
Solution 4 | stage0 | A2W HP | hub9 | A2W HP Mode 3 | 1321.5028 | 359386.0801 | 2053384.8352 | 0.17738
Solution 4 | stage0 | rooftop to pv | plant | rooftop to pv Mode 1 | 711.1506 | 8694089.2632 | 938961.6404 | 0.15072
Solution 4 | stage0 | parking to pv | plant | parking to pv Mode 1 | 5043.6508 | 6659341.5223 | 6659341.5223 | 0.15072

## Storages
Solution | Stage | Name | Hub | Capacity (kWh) | Charging (kWh/year) | Discharging (kWh/year) | Cycles
Solution 1 | stage0 | Generic Hot Water Storage hub1 | hub1 | 0.002 | 2.4528e-10 | 5.9057e-10 | 5.9057e-09
Solution 1 | stage0 | Generic Hot Water Storage hub2 | hub2 | 0 | 3.1109e-11 | 5.3966e-11 | 5.3966e-10
Solution 1 | stage0 | Generic Hot Water Storage hub3 | hub3 | 0.004 | 3.0312e-11 | 7.4989e-11 | 7.4989e-10
Solution 1 | stage0 | Generic Hot Water Storage hub4 | hub4 | 234.866 | 114610.3851 | 112329.6385 | 478.2712
Solution 1 | stage0 | Generic Hot Water Storage hub5 | hub5 | 136.908 | 66501.1237 | 65177.7514 | 476.0697
Solution 1 | stage0 | Generic Hot Water Storage hub6 | hub6 | 0 | 4.7055e-12 | 1.5962e-11 | 1.5962e-10
Solution 1 | stage0 | Generic Hot Water Storage hub7 | hub7 | 108.399 | 52171.428 | 51133.2166 | 471.713
Solution 1 | stage0 | Generic Hot Water Storage hub8 | hub8 | 108.399 | 52074.6566 | 51038.3709 | 470.838
Solution 1 | stage0 | Generic Hot Water Storage hub10 | hub10 | 0 | 5.3262e-12 | 1.3684e-11 | 1.3684e-10
Solution 1 | stage0 | Generic Hot Water Storage hub11 | hub11 | 105.879 | 40017.0486 | 39220.7093 | 370.433
Solution 1 | stage0 | Generic Hot Water Storage hub13 | hub13 | 0 | 6.9577e-12 | 2.2232e-11 | 2.2232e-10
Solution 1 | stage0 | Generic Hot Water Storage hub14 | hub14 | 0 | 2.6493e-12 | 1.3423e-10 | 1.3423e-09
Solution 1 | stage0 | battery | plant | 0 | 0 | 0 | 0
Solution 1 | stage0 | Generic Hot Water Storage hub12 | hub12 | 1905.523 | 908840.9106 | 890754.9765 | 467.4596
Solution 1 | stage0 | Generic Hot Water Storage hub9 | hub9 | 177.226 | 87000.3635 | 85269.0562 | 481.1318
Solution 2 | stage0 | Generic Hot Water Storage hub1 | hub1 | 0 | 0 | 0 | 0
Solution 2 | stage0 | Generic Hot Water Storage hub2 | hub2 | 0 | 0 | 0 | 0
Solution 2 | stage0 | Generic Hot Water Storage hub3 | hub3 | 0 | 0 | 0 | 0
Solution 2 | stage0 | Generic Hot Water Storage hub4 | hub4 | 234.866 | 126101.6994 | 123592.2756 | 526.2246
Solution 2 | stage0 | Generic Hot Water Storage hub5 | hub5 | 136.908 | 73507.4447 | 72044.6465 | 526.2267
Solution 2 | stage0 | Generic Hot Water Storage hub6 | hub6 | 0 | 0 | 0 | 0
Solution 2 | stage0 | Generic Hot Water Storage hub7 | hub7 | 108.399 | 58200.5389 | 57042.3482 | 526.2258
Solution 2 | stage0 | Generic Hot Water Storage hub8 | hub8 | 108.399 | 58200.5389 | 57042.3482 | 526.2258
Solution 2 | stage0 | Generic Hot Water Storage hub10 | hub10 | 0 | 0 | 0 | 0
Solution 2 | stage0 | Generic Hot Water Storage hub11 | hub11 | 105.879 | 44061.7231 | 43184.8948 | 407.8741
Solution 2 | stage0 | Generic Hot Water Storage hub13 | hub13 | 0 | 0 | 0 | 0
Solution 2 | stage0 | Generic Hot Water Storage hub14 | hub14 | 0 | 0 | 0 | 0
Solution 2 | stage0 | battery | plant | 0.1 | 51.7849 | 51.7849 | 517.8488
Solution 2 | stage0 | Generic Hot Water Storage hub12 | hub12 | 1905.523 | 993103.3704 | 973340.6133 | 510.7997
Solution 2 | stage0 | Generic Hot Water Storage hub9 | hub9 | 177.226 | 95154.5627 | 93260.9869 | 526.2263
Solution 3 | stage0 | Generic Hot Water Storage hub1 | hub1 | 0 | 0 | 0 | 0
Solution 3 | stage0 | Generic Hot Water Storage hub2 | hub2 | 0 | 0 | 0 | 0
Solution 3 | stage0 | Generic Hot Water Storage hub3 | hub3 | 0 | 0 | 0 | 0
Solution 3 | stage0 | Generic Hot Water Storage hub4 | hub4 | 236.34 | 126336.8458 | 123822.7426 | 523.9178
Solution 3 | stage0 | Generic Hot Water Storage hub5 | hub5 | 137.768 | 73444.9169 | 71983.363 | 522.497
Solution 3 | stage0 | Generic Hot Water Storage hub6 | hub6 | 0 | 0 | 0 | 0
Solution 3 | stage0 | Generic Hot Water Storage hub7 | hub7 | 109.08 | 58309.0856 | 57148.7348 | 523.9158
Solution 3 | stage0 | Generic Hot Water Storage hub8 | hub8 | 109.08 | 58309.0856 | 57148.7348 | 523.9158
Solution 3 | stage0 | Generic Hot Water Storage hub10 | hub10 | 0 | 0 | 0 | 0
Solution 3 | stage0 | Generic Hot Water Storage hub11 | hub11 | 132.258 | 47019.6036 | 45963.722 | 347.5334
Solution 3 | stage0 | Generic Hot Water Storage hub13 | hub13 | 0 | 0 | 0 | 0
Solution 3 | stage0 | Generic Hot Water Storage hub14 | hub14 | 0 | 0 | 0 | 0
Solution 3 | stage0 | battery | plant | 0.1 | 43.4111 | 43.4111 | 434.1111
Solution 3 | stage0 | Generic Hot Water Storage hub12 | hub12 | 1946.736 | 998354.7717 | 978487.5117 | 502.6298
Solution 3 | stage0 | Generic Hot Water Storage hub9 | hub9 | 178.339 | 95332.0427 | 93434.9351 | 523.9176
Solution 4 | stage0 | Generic Hot Water Storage hub1 | hub1 | 0 | 0 | 0 | 0
Solution 4 | stage0 | Generic Hot Water Storage hub2 | hub2 | 0 | 0 | 0 | 0
Solution 4 | stage0 | Generic Hot Water Storage hub3 | hub3 | 0 | 0 | 0 | 0
Solution 4 | stage0 | Generic Hot Water Storage hub4 | hub4 | 427.927 | 4450.9175 | 4362.3443 | 10.1941
Solution 4 | stage0 | Generic Hot Water Storage hub5 | hub5 | 249.448 | 3223.7065 | 3159.5548 | 12.6662
Solution 4 | stage0 | Generic Hot Water Storage hub6 | hub6 | 0 | 0 | 0 | 0
Solution 4 | stage0 | Generic Hot Water Storage hub7 | hub7 | 197.504 | 2425.7281 | 2377.4561 | 12.0375
Solution 4 | stage0 | Generic Hot Water Storage hub8 | hub8 | 197.504 | 2274.3812 | 2229.121 | 11.2865
Solution 4 | stage0 | Generic Hot Water Storage hub10 | hub10 | 0 | 0 | 0 | 0
Solution 4 | stage0 | Generic Hot Water Storage hub11 | hub11 | 12.227 | 124.8095 | 122.3258 | 10.0046
Solution 4 | stage0 | Generic Hot Water Storage hub13 | hub13 | 0 | 0 | 0 | 0
Solution 4 | stage0 | Generic Hot Water Storage hub14 | hub14 | 0 | 0 | 0 | 0
Solution 4 | stage0 | battery | plant | 7282.537 | 2677831.6769 | 2677831.6769 | 367.7059
Solution 4 | stage0 | Generic Hot Water Storage hub12 | hub12 | 3059.334 | 27247.2244 | 26705.0046 | 8.729
Solution 4 | stage0 | Generic Hot Water Storage hub9 | hub9 | 322.91 | 4125.9834 | 4043.8763 | 12.5232

## Networks
Solution | Stage | Name | Link | Source hub | Sink hub | Capacity (kW) | Energy from-to (kWh/year) | Energy to-from (kWh/year)
Solution 1 | stage0 | pv_loop | hub13_to_hub14_pv_loop | hub13 | hub14 | 0 | 0 | 0
Solution 1 | stage0 | pv_loop | hub2_to_hub3_pv_loop | hub2 | hub3 | 0 | 0 | 0
Solution 1 | stage0 | pv_loop | hub12_to_hub13_pv_loop | hub12 | hub13 | 0 | 0 | 0
Solution 1 | stage0 | pv_loop | plant_to_hub1_pv_loop | plant | hub1 | 0 | 0 | 0
Solution 1 | stage0 | pv_loop | hub1_to_hub2_pv_loop | hub1 | hub2 | 0 | 0 | 0
Solution 1 | stage0 | pv_loop | hub3_to_hub4_pv_loop | hub3 | hub4 | 0 | 0 | 0
Solution 1 | stage0 | pv_loop | hub4_to_hub5_pv_loop | hub4 | hub5 | 0 | 0 | 0
Solution 1 | stage0 | pv_loop | hub5_to_hub6_pv_loop | hub5 | hub6 | 0 | 0 | 0
Solution 1 | stage0 | pv_loop | hub6_to_hub7_pv_loop | hub6 | hub7 | 0 | 0 | 0
Solution 1 | stage0 | pv_loop | hub7_to_hub8_pv_loop | hub7 | hub8 | 0 | 0 | 0
Solution 1 | stage0 | pv_loop | hub8_to_hub9_pv_loop | hub8 | hub9 | 0 | 0 | 0
Solution 1 | stage0 | pv_loop | hub9_to_hub10_pv_loop | hub9 | hub10 | 0 | 0 | 0
Solution 1 | stage0 | pv_loop | hub10_to_hub11_pv_loop | hub10 | hub11 | 0 | 0 | 0
Solution 1 | stage0 | pv_loop | hub11_to_hub12_pv_loop | hub11 | hub12 | 0 | 0 | 0
Solution 2 | stage0 | pv_loop | hub13_to_hub14_pv_loop | hub13 | hub14 | 20.485 | 24665.0522 | 0
Solution 2 | stage0 | pv_loop | hub2_to_hub3_pv_loop | hub2 | hub3 | 1526.049 | 2082503.5189 | 0
Solution 2 | stage0 | pv_loop | hub12_to_hub13_pv_loop | hub12 | hub13 | 20.485 | 28641.3099 | 0
Solution 2 | stage0 | pv_loop | plant_to_hub1_pv_loop | plant | hub1 | 1913.493 | 2526595.8577 | 0
Solution 2 | stage0 | pv_loop | hub1_to_hub2_pv_loop | hub1 | hub2 | 1551.25 | 2115675.7502 | 0
Solution 2 | stage0 | pv_loop | hub3_to_hub4_pv_loop | hub3 | hub4 | 1489.959 | 2021634.5501 | 0
Solution 2 | stage0 | pv_loop | hub4_to_hub5_pv_loop | hub4 | hub5 | 1332.508 | 1976508.3098 | 0
Solution 2 | stage0 | pv_loop | hub5_to_hub6_pv_loop | hub5 | hub6 | 1279.751 | 1969701.351 | 0
Solution 2 | stage0 | pv_loop | hub6_to_hub7_pv_loop | hub6 | hub7 | 1264.935 | 1900465.7088 | 0
Solution 2 | stage0 | pv_loop | hub7_to_hub8_pv_loop | hub7 | hub8 | 1230.167 | 1869600.8519 | 0
Solution 2 | stage0 | pv_loop | hub8_to_hub9_pv_loop | hub8 | hub9 | 1194.649 | 1841352.1554 | 0
Solution 2 | stage0 | pv_loop | hub9_to_hub10_pv_loop | hub9 | hub10 | 976.376 | 1722802.7166 | 0
Solution 2 | stage0 | pv_loop | hub10_to_hub11_pv_loop | hub10 | hub11 | 974.145 | 1690980.1359 | 0
Solution 2 | stage0 | pv_loop | hub11_to_hub12_pv_loop | hub11 | hub12 | 935.784 | 1603196.722 | 0
Solution 3 | stage0 | pv_loop | hub13_to_hub14_pv_loop | hub13 | hub14 | 20.809 | 23983.1358 | 0
Solution 3 | stage0 | pv_loop | hub2_to_hub3_pv_loop | hub2 | hub3 | 3133.818 | 4169879.1183 | 0
Solution 3 | stage0 | pv_loop | hub12_to_hub13_pv_loop | hub12 | hub13 | 24.749 | 45329.2778 | 0
Solution 3 | stage0 | pv_loop | plant_to_hub1_pv_loop | plant | hub1 | 3866.911 | 5050956.9909 | 0
Solution 3 | stage0 | pv_loop | hub1_to_hub2_pv_loop | hub1 | hub2 | 3159.018 | 4252359.4893 | 0
Solution 3 | stage0 | pv_loop | hub3_to_hub4_pv_loop | hub3 | hub4 | 3097.728 | 4096424.6242 | 0
Solution 3 | stage0 | pv_loop | hub4_to_hub5_pv_loop | hub4 | hub5 | 2901.844 | 3988847.973 | 0
Solution 3 | stage0 | pv_loop | hub5_to_hub6_pv_loop | hub5 | hub6 | 2793.517 | 3980228.8123 | 0
Solution 3 | stage0 | pv_loop | hub6_to_hub7_pv_loop | hub6 | hub7 | 2791.511 | 3909891.6474 | 0
Solution 3 | stage0 | pv_loop | hub7_to_hub8_pv_loop | hub7 | hub8 | 2711.735 | 3836098.6085 | 0
Solution 3 | stage0 | pv_loop | hub8_to_hub9_pv_loop | hub8 | hub9 | 2634.588 | 3738357.9912 | 0
Solution 3 | stage0 | pv_loop | hub9_to_hub10_pv_loop | hub9 | hub10 | 2314.196 | 3611357.6194 | 0
Solution 3 | stage0 | pv_loop | hub10_to_hub11_pv_loop | hub10 | hub11 | 2313.363 | 3576809.3575 | 0
Solution 3 | stage0 | pv_loop | hub11_to_hub12_pv_loop | hub11 | hub12 | 2210.92 | 3382068.3069 | 0
Solution 4 | stage0 | pv_loop | hub13_to_hub14_pv_loop | hub13 | hub14 | 33.514 | 49312.1849 | 0
Solution 4 | stage0 | pv_loop | hub2_to_hub3_pv_loop | hub2 | hub3 | 2399.696 | 6036512.2142 | 0
Solution 4 | stage0 | pv_loop | hub12_to_hub13_pv_loop | hub12 | hub13 | 33.514 | 68892.3076 | 0
Solution 4 | stage0 | pv_loop | plant_to_hub1_pv_loop | plant | hub1 | 3440.531 | 7546779.7407 | 0
Solution 4 | stage0 | pv_loop | hub1_to_hub2_pv_loop | hub1 | hub2 | 2470.567 | 6156429.8532 | 0
Solution 4 | stage0 | pv_loop | hub3_to_hub4_pv_loop | hub3 | hub4 | 2363.606 | 5825558.9878 | 0
Solution 4 | stage0 | pv_loop | hub4_to_hub5_pv_loop | hub4 | hub5 | 2189.063 | 5652386.102 | 0
Solution 4 | stage0 | pv_loop | hub5_to_hub6_pv_loop | hub5 | hub6 | 2127.115 | 5546812.9947 | 0
Solution 4 | stage0 | pv_loop | hub6_to_hub7_pv_loop | hub6 | hub7 | 2115.013 | 5476729.1927 | 0
Solution 4 | stage0 | pv_loop | hub7_to_hub8_pv_loop | hub7 | hub8 | 2080.087 | 5345206.1756 | 0
Solution 4 | stage0 | pv_loop | hub8_to_hub9_pv_loop | hub8 | hub9 | 2041.586 | 5198716.1227 | 0
Solution 4 | stage0 | pv_loop | hub9_to_hub10_pv_loop | hub9 | hub10 | 1709.837 | 4775651.9487 | 0
Solution 4 | stage0 | pv_loop | hub10_to_hub11_pv_loop | hub10 | hub11 | 1709.004 | 4730986.5659 | 0
Solution 4 | stage0 | pv_loop | hub11_to_hub12_pv_loop | hub11 | hub12 | 1614.466 | 4497775.4844 | 0

## Intrahubs
Solution | Stage | Name | Hub | Capacity (kW) | Energy in (kWh/year) | Energy out (kWh/year)