## Job Info
Name | futu2
Scenario | gas_multi
Objective 1 | MIN_LIFE_CYCLE_COST
Objective 2 | MIN_FUEL_IMPORTS
Pareto points | 4
Temporal resolution | LOW
Optimality gap | 1
Time limit | 2880
Created at | 2025-02-21 01:18:21 (UTC)

## Key Results
Solution | Stage | Life-cycle cost (USD) | Annualized life-cycle cost (USD/year) | Capital recovery factor | CO2 emissions (kg-CO2) | Investment (USD) | Imports cost (USD) | Exports revenue (USD) | O&M cost (USD) | Replacement cost (USD) | Salvage revenue (USD) | Demands revenue (USD) | Embodied CO2 emissions (kg-CO2) | Imports CO2 emissions (kg-CO2) | Exports CO2 compensation (kg-CO2)
Solution 1 | stage0 | 106294567.8104 | 6464140.8561 | 0.060813 | 156175706.3747 | 27706920.1642 | 68879461.7337 | -8.777e-07 | 9708185.9125 | 0 | -1.162e-07 | 0 | 0 | 156175706.3747 | 0
Solution 2 | stage0 | 108671480.0134 | 6608689.1204 | 0.060813 | 145064375.8724 | 38749620.5623 | 59950291.4187 | 49086.5984 | 11524017.4242 | 0 | 1503362.7935 | 0 | 0 | 145064375.8724 | 0
Solution 3 | stage0 | 113608028.4552 | 6908897.7306 | 0.060813 | 129915597.4484 | 54383380.8585 | 48068485.3667 | 277075.84 | 13497962.9033 | 2719990.4032 | 4784715.2367 | 0 | 0 | 129915597.4484 | 0
Solution 4 | stage0 | 125813155.1418 | 7651133.761 | 0.060813 | 114727726.9952 | 77443568.8042 | 37068617.9379 | 1556241.7652 | 16815353.7845 | 4882773.3663 | 8840916.986 | 0 | 0 | 114727726.9952 | 0

## Cost & CO2
Solution | Stage | Name | Type | Hub or Link | Capacity (kW or KWh) | Life-cycle cost (USD) | Annualized life-cycle cost (USD/year) | Investment (USD) | Imports cost (USD) | Exports revenue (USD) | O&M cost (USD) | Replacement cost (USD) | Salvage revenue (USD) | Embodied CO2 emissions (kg-CO2) | Imports CO2 emissions (kg-CO2) | Exports CO2 compensation (kg-CO2) | Lifetime (years) | Length (m) | Energy in (kWh/year) | Energy out (kWh/year)
Solution 1 | stage0 | Gas | Import | hub10 | 151.0136 | 53088.7731 | 3228.5122 |  | 53088.7731 |  | 0 |  |  |  | 230608.0131 |  |  |  | 57652.0033
Solution 1 | stage0 | Gas | Import | hub8 | 136.8335 | 267710.0954 | 16280.3782 |  | 267710.0954 |  | 0 |  |  |  | 1162884.1575 |  |  |  | 290721.0394
Solution 1 | stage0 | Gas | Import | hub11 | 277.6852 | 527789.775 | 32096.7244 |  | 527789.775 |  | 0 |  |  |  | 2292623.1714 |  |  |  | 573155.7928
Solution 1 | stage0 | Gas | Import | hub7 | 139.2196 | 270884.514 | 16473.4256 |  | 270884.514 |  | 0 |  |  |  | 1176673.2568 |  |  |  | 294168.3142
Solution 1 | stage0 | Gas | Import | hub14 | 157.9917 | 136774.9205 | 8317.7567 |  | 136774.9205 |  | 0 |  |  |  | 594125.4773 |  |  |  | 148531.3693
Solution 1 | stage0 | Gas | Import | hub2 | 310.909 | 87036.177 | 5292.9714 |  | 87036.177 |  | 0 |  |  |  | 378069.386 |  |  |  | 94517.3465
Solution 1 | stage0 | Gas | Import | hub3 | 65.2666 | 45452.925 | 2764.1498 |  | 45452.925 |  | 0 |  |  |  | 197439.272 |  |  |  | 49359.818
Solution 1 | stage0 | Gas | Import | hub4 | 361.1226 | 632977.4224 | 38493.5496 |  | 632977.4224 |  | 0 |  |  |  | 2749539.2564 |  |  |  | 687384.8141
Solution 1 | stage0 | Gas | Import | hub6 | 127.9154 | 66688.1935 | 4055.54 |  | 66688.1935 |  | 0 |  |  |  | 289681.4316 |  |  |  | 72420.3579
Solution 1 | stage0 | Gas | Import | hub1 | 2560.5975 | 786816.2305 | 47849.0204 |  | 786816.2305 |  | 0 |  |  |  | 3417787.1703 |  |  |  | 854446.7926
Solution 1 | stage0 | Gas | Import | hub13 | 156.0011 | 73929.3913 | 4495.9024 |  | 73929.3913 |  | 0 |  |  |  | 321135.883 |  |  |  | 80283.9708
Solution 1 | stage0 | Gas | Import | hub5 | 178.7647 | 330856.7297 | 20120.5438 |  | 330856.7297 |  | 0 |  |  |  | 1437181.6978 |  |  |  | 359295.4245
Solution 1 | stage0 | Gas | Import | hub9 | 802.6263 | 864606.1649 | 52579.6957 |  | 864606.1649 |  | 0 |  |  |  | 3755692.5532 |  |  |  | 938923.1383
Solution 1 | stage0 | Gas | Import | hub12 | 2959.9928 | 11031802.6586 | 670882.1321 |  | 11031802.6586 |  | 0 |  |  |  | 47920152.2919 |  |  |  | 11980038.073
Solution 1 | stage0 | Electricity | Import | hub10 | 47.081 | 195559.3229 | 11892.6398 |  | 195559.3229 |  | 0 |  |  |  | 316987.6104 |  |  |  | 79763.4871
Solution 1 | stage0 | Electricity | Import | hub8 | 250.1843 | 997204.2311 | 60643.4434 |  | 997204.2311 |  | 0 |  |  |  | 1715368.2619 |  |  |  | 379921.2879
Solution 1 | stage0 | Electricity | Import | hub11 | 258.029 | 1493756.3134 | 90840.4956 |  | 1493756.3134 |  | 0 |  |  |  | 2557837.5649 |  |  |  | 609150.7958
Solution 1 | stage0 | Electricity | Import | hub7 | 247.8552 | 970244.2665 | 59003.9146 |  | 970244.2665 |  | 0 |  |  |  | 1681819.8561 |  |  |  | 369311.343
Solution 1 | stage0 | Electricity | Import | hub14 | 97.5361 | 303440.1758 | 18453.2482 |  | 303440.1758 |  | 0 |  |  |  | 491218.8138 |  |  |  | 120057.9249
Solution 1 | stage0 | Electricity | Import | hub2 | 255.3751 | 920885.4802 | 56002.2359 |  | 920885.4802 |  | 0 |  |  |  | 1434492.8641 |  |  |  | 375469.9638
Solution 1 | stage0 | Electricity | Import | hub3 | 124.6294 | 1157108.1445 | 70367.7543 |  | 1157108.1445 |  | 0 |  |  |  | 1866703.5856 |  |  |  | 469361.5578
Solution 1 | stage0 | Electricity | Import | hub4 | 655.0279 | 2701835.4003 | 164307.9694 |  | 2701835.4003 |  | 0 |  |  |  | 4633619.9877 |  |  |  | 1022232.7344
Solution 1 | stage0 | Electricity | Import | hub6 | 109.6903 | 135347.0773 | 8230.9246 |  | 135347.0773 |  | 0 |  |  |  | 196418.7315 |  |  |  | 63141.8244
Solution 1 | stage0 | Electricity | Import | hub1 | 2527.0892 | 9209272.3555 | 560047.7514 |  | 9209272.3555 |  | 0 |  |  |  | 13440896.1434 |  |  |  | 3807686.4416
Solution 1 | stage0 | Electricity | Import | hub13 | 125.5098 | 251365.7473 | 15286.4218 |  | 251365.7473 |  | 0 |  |  |  | 436453.1846 |  |  |  | 110779.7282
Solution 1 | stage0 | Electricity | Import | hub5 | 361.0074 | 1526182.6078 | 92812.4508 |  | 1526182.6078 |  | 0 |  |  |  | 2636411.9772 |  |  |  | 578661.5211
Solution 1 | stage0 | Electricity | Import | hub9 | 1058.9404 | 6870735.0898 | 417833.1999 |  | 6870735.0898 |  | 0 |  |  |  | 11436707.0562 |  |  |  | 2730616.0918
Solution 1 | stage0 | Electricity | Import | hub12 | 3559.4069 | 26970111.5505 | 1640145.9036 |  | 26970111.5505 |  | 0 |  |  |  | 47407177.719 |  |  |  | 11040476.9339
Solution 1 | stage0 | Heat ambient out | Export | hub10 | 58.8696 | 0 | 0 |  |  | 0 | 0 |  |  |  |  | 0 |  |  |  | 55921.1357
Solution 1 | stage0 | Heat ambient out | Export | hub8 | 361.0619 | 0 | 0 |  |  | 0 | 0 |  |  |  |  | 0 |  |  |  | 416292.1168
Solution 1 | stage0 | Heat ambient out | Export | hub11 | 362.908 | 0 | 0 |  |  | 0 | 0 |  |  |  |  | 0 |  |  |  | 796501.4294
Solution 1 | stage0 | Heat ambient out | Export | hub7 | 357.26 | 0 | 0 |  |  | 0 | 0 |  |  |  |  | 0 |  |  |  | 394807.4796
Solution 1 | stage0 | Heat ambient out | Export | hub14 | 151.1731 | 0 | 0 |  |  | 0 | 0 |  |  |  |  | 0 |  |  |  | 71332.2126
Solution 1 | stage0 | Heat ambient out | Export | hub2 | 476.3534 | 0 | 0 |  |  | 0 | 0 |  |  |  |  | 0 |  |  |  | 313075.2123
Solution 1 | stage0 | Heat ambient out | Export | hub3 | 143.8747 | 0 | 0 |  |  | 0 | 0 |  |  |  |  | 0 |  |  |  | 179947.2001
Solution 1 | stage0 | Heat ambient out | Export | hub4 | 1010.8115 | 0 | 0 |  |  | 0 | 0 |  |  |  |  | 0 |  |  |  | 1096167.2972
Solution 1 | stage0 | Heat ambient out | Export | hub6 | 172.7017 | 0 | 0 |  |  | 0 | 0 |  |  |  |  | 0 |  |  |  | 47644.803
Solution 1 | stage0 | Heat ambient out | Export | hub1 | 3897.0926 | 0 | 0 |  |  | 0 | 0 |  |  |  |  | 0 |  |  |  | 3932226.3037
Solution 1 | stage0 | Heat ambient out | Export | hub13 | 221.6493 | 0 | 0 |  |  | 0 | 0 |  |  |  |  | 0 |  |  |  | 97273.4783
Solution 1 | stage0 | Heat ambient out | Export | hub5 | 514.8336 | 0 | 0 |  |  | 0 | 0 |  |  |  |  | 0 |  |  |  | 570170.4867
Solution 1 | stage0 | Heat ambient out | Export | hub9 | 1467.8142 | 0 | 0 |  |  | 0 | 0 |  |  |  |  | 0 |  |  |  | 2290053.7288
Solution 1 | stage0 | Heat ambient out | Export | hub12 | 6339.2302 | 0 | 0 |  |  | 0 | 0 |  |  |  |  | 0 |  |  |  | 12604141.2499
Solution 1 | stage0 | export_electricity | Export | plant | 20235.3784 | 8.777e-07 | 5.3376e-08 |  |  | -8.777e-07 | 0 |  |  |  |  | 0 |  |  |  | 0
Solution 1 | stage0 | parking to pv | Conversion | plant | 0 | 0 | 0 | 0 |  |  | 0 | 0 | 0 | 0 |  |  | 25 |  | 0 | 0
Solution 1 | stage0 | pv to hub | Conversion | hub1 | 2527.0892 | 0 | 0 | 0 |  |  | 0 | 0 | 0 | 0 |  |  | 1 |  | -6.3786e-09 | -6.3786e-09
Solution 1 | stage0 | pv to hub | Conversion | hub10 | 47.081 | 0 | 0 | 0 |  |  | 0 | 0 | 0 | 0 |  |  | 1 |  | 1.1173e-09 | 1.1173e-09
Solution 1 | stage0 | pv to hub | Conversion | hub11 | 258.029 | 0 | 0 | 0 |  |  | 0 | 0 | 0 | 0 |  |  | 1 |  | 1.1659e-09 | 1.1659e-09
Solution 1 | stage0 | pv to hub | Conversion | hub12 | 3559.4069 | 0 | 0 | 0 |  |  | 0 | 0 | 0 | 0 |  |  | 1 |  | -1.2728e-08 | -1.2728e-08
Solution 1 | stage0 | pv to hub | Conversion | hub13 | 125.5098 | 0 | 0 | 0 |  |  | 0 | 0 | 0 | 0 |  |  | 1 |  | 2.2671e-09 | 2.2671e-09
Solution 1 | stage0 | pv to hub | Conversion | hub14 | 97.5361 | 0 | 0 | 0 |  |  | 0 | 0 | 0 | 0 |  |  | 1 |  | 2.1782e-09 | 2.1782e-09
Solution 1 | stage0 | pv to hub | Conversion | hub2 | 255.3751 | 0 | 0 | 0 |  |  | 0 | 0 | 0 | 0 |  |  | 1 |  | 2.3339e-09 | 2.3339e-09
Solution 1 | stage0 | pv to hub | Conversion | hub3 | 124.6294 | 0 | 0 | 0 |  |  | 0 | 0 | 0 | 0 |  |  | 1 |  | 1.9915e-09 | 1.9915e-09
Solution 1 | stage0 | pv to hub | Conversion | hub4 | 655.0279 | 0 | 0 | 0 |  |  | 0 | 0 | 0 | 0 |  |  | 1 |  | 2.679e-09 | 2.679e-09
Solution 1 | stage0 | pv to hub | Conversion | hub5 | 361.0074 | 0 | 0 | 0 |  |  | 0 | 0 | 0 | 0 |  |  | 1 |  | 2.061e-09 | 2.061e-09
Solution 1 | stage0 | pv to hub | Conversion | hub6 | 109.6903 | 0 | 0 | 0 |  |  | 0 | 0 | 0 | 0 |  |  | 1 |  | 7.6239e-10 | 7.6239e-10
Solution 1 | stage0 | pv to hub | Conversion | hub7 | 247.8552 | 0 | 0 | 0 |  |  | 0 | 0 | 0 | 0 |  |  | 1 |  | 8.4996e-09 | 8.4996e-09
Solution 1 | stage0 | pv to hub | Conversion | hub8 | 250.1843 | 0 | 0 | 0 |  |  | 0 | 0 | 0 | 0 |  |  | 1 |  | 2.4017e-09 | 2.4017e-09
Solution 1 | stage0 | pv to hub | Conversion | hub9 | 1058.9404 | 0 | 0 | 0 |  |  | 0 | 0 | 0 | 0 |  |  | 1 |  | 1.493e-09 | 1.493e-09
Solution 1 | stage0 | Pump DHW gas | Conversion | hub1 | 0 | 0 | 0 | 0 |  |  | 0 | 0 | 0 | 0 |  |  | 20 |  | 0 | 0
Solution 1 | stage0 | Pump DHW gas | Conversion | hub10 | 0 | 0 | 0 | 0 |  |  | 0 | 0 | 0 | 0 |  |  | 20 |  | 0 | 0
Solution 1 | stage0 | Pump DHW gas | Conversion | hub11 | 34.8297 | 8790.9289 | 534.6068 | 6615.3189 |  |  | 2175.61 | 0 | 0 | 0 |  |  | 20 |  | 157809.6407 | 157809.6407
Solution 1 | stage0 | Pump DHW gas | Conversion | hub12 | 554.1475 | 11551.3616 | 702.4783 | 8692.59 |  |  | 2858.7716 | 0 | 0 | 0 |  |  | 20 |  | 3436297.4137 | 3436297.4137
Solution 1 | stage0 | Pump DHW gas | Conversion | hub13 | 0 | 0 | 0 | 0 |  |  | 0 | 0 | 0 | 0 |  |  | 20 |  | 0 | 0
Solution 1 | stage0 | Pump DHW gas | Conversion | hub14 | 0 | 0 | 0 | 0 |  |  | 0 | 0 | 0 | 0 |  |  | 20 |  | 0 | 0
Solution 1 | stage0 | Pump DHW gas | Conversion | hub2 | 0 | 0 | 0 | 0 |  |  | 0 | 0 | 0 | 0 |  |  | 20 |  | 0 | 0
Solution 1 | stage0 | Pump DHW gas | Conversion | hub3 | 0 | 0 | 0 | 0 |  |  | 0 | 0 | 0 | 0 |  |  | 20 |  | 0 | 0
Solution 1 | stage0 | Pump DHW gas | Conversion | hub4 | 94.6748 | 9109.0353 | 553.952 | 6854.6992 |  |  | 2254.3361 | 0 | 0 | 0 |  |  | 20 |  | 355193.7441 | 355193.7441
Solution 1 | stage0 | Pump DHW gas | Conversion | hub5 | 55.1879 | 8899.1428 | 541.1877 | 6696.7517 |  |  | 2202.3911 | 0 | 0 | 0 |  |  | 20 |  | 207050.2671 | 207050.2671
Solution 1 | stage0 | Pump DHW gas | Conversion | hub6 | 0 | 0 | 0 | 0 |  |  | 0 | 0 | 0 | 0 |  |  | 20 |  | 0 | 0
Solution 1 | stage0 | Pump DHW gas | Conversion | hub7 | 43.6957 | 8838.056 | 537.4728 | 6650.7829 |  |  | 2187.2732 | 0 | 0 | 0 |  |  | 20 |  | 163934.9402 | 163934.9402
Solution 1 | stage0 | Pump DHW gas | Conversion | hub8 | 43.6957 | 8838.056 | 537.4728 | 6650.7829 |  |  | 2187.2732 | 0 | 0 | 0 |  |  | 20 |  | 163934.9402 | 163934.9402
Solution 1 | stage0 | Pump DHW gas | Conversion | hub9 | 71.4402 | 8985.5316 | 546.4413 | 6761.7607 |  |  | 2223.7709 | 0 | 0 | 0 |  |  | 20 |  | 268024.2486 | 268024.2486
Solution 1 | stage0 | chiller | Conversion | hub1 | 3507.3833 | 7289604.3848 | 443306.0927 | 5485547.4769 |  |  | 1804056.9079 | 0 | 0 | 0 |  |  | 20 |  | 622855.2981 | 3539003.6733
Solution 1 | stage0 | chiller | Conversion | hub10 | 52.9827 | 110117.0498 | 6696.5992 | 82864.8954 |  |  | 27252.1544 | 0 | 0 | 0 |  |  | 20 |  | 10307.3233 | 50329.0222
Solution 1 | stage0 | chiller | Conversion | hub11 | 326.6172 | 678828.1208 | 41281.8894 | 510829.3521 |  |  | 167998.7686 | 0 | 0 | 0 |  |  | 20 |  | 125166.3525 | 716851.2865
Solution 1 | stage0 | chiller | Conversion | hub12 | 5705.3072 | 11857680.9795 | 721106.6535 | 8923100.4242 |  |  | 2934580.5552 | 0 | 0 | 0 |  |  | 20 |  | 2026415.818 | 11343727.1249
Solution 1 | stage0 | chiller | Conversion | hub13 | 199.4844 | 414600.3315 | 25213.2823 | 311993.5846 |  |  | 102606.7469 | 0 | 0 | 0 |  |  | 20 |  | 18231.8855 | 87546.1305
Solution 1 | stage0 | chiller | Conversion | hub14 | 136.0558 | 282772.9276 | 17196.4012 | 212791.2899 |  |  | 69981.6378 | 0 | 0 | 0 |  |  | 20 |  | 13024.3278 | 64198.9914
Solution 1 | stage0 | chiller | Conversion | hub2 | 428.7181 | 891030.3589 | 54186.6425 | 670515.0347 |  |  | 220515.3242 | 0 | 0 | 0 |  |  | 20 |  | 53570.0411 | 281767.6911
Solution 1 | stage0 | chiller | Conversion | hub3 | 129.4872 | 269121.0507 | 16366.1833 | 202518.0274 |  |  | 66603.0233 | 0 | 0 | 0 |  |  | 20 |  | 30427.9358 | 161952.4801
Solution 1 | stage0 | chiller | Conversion | hub4 | 909.7304 | 1890747.0261 | 114982.8759 | 1422818.3083 |  |  | 467928.7179 | 0 | 0 | 0 |  |  | 20 |  | 174758.5901 | 986550.5674
Solution 1 | stage0 | chiller | Conversion | hub5 | 463.3502 | 963008.4192 | 58563.8777 | 724679.7117 |  |  | 238328.7075 | 0 | 0 | 0 |  |  | 20 |  | 90843.6705 | 513153.438
Solution 1 | stage0 | chiller | Conversion | hub6 | 155.4315 | 323042.6559 | 19645.3429 | 243094.9243 |  |  | 79947.7316 | 0 | 0 | 0 |  |  | 20 |  | 9073.9701 | 42880.3227
Solution 1 | stage0 | chiller | Conversion | hub7 | 321.534 | 668263.3961 | 40639.4119 | 502879.2227 |  |  | 165384.1735 | 0 | 0 | 0 |  |  | 20 |  | 62899.8776 | 355326.7316
Solution 1 | stage0 | chiller | Conversion | hub8 | 324.9557 | 675374.843 | 41071.8836 | 508230.7037 |  |  | 167144.1393 | 0 | 0 | 0 |  |  | 20 |  | 64967.5078 | 374662.9051
Solution 1 | stage0 | chiller | Conversion | hub9 | 1321.0328 | 2745581.4519 | 166968.3183 | 2066095.3066 |  |  | 679486.1454 | 0 | 0 | 0 |  |  | 20 |  | 367009.4268 | 2061048.3559
Solution 1 | stage0 | cooling tower chiller | Conversion | hub1 | 3897.0926 | 0 | 0 | 0 |  |  | 0 | 0 | 0 | 0 |  |  | 1 |  | 3932226.3037 | 3932226.3037
Solution 1 | stage0 | cooling tower chiller | Conversion | hub10 | 58.8696 | 0 | 0 | 0 |  |  | 0 | 0 | 0 | 0 |  |  | 1 |  | 55921.1357 | 55921.1357
Solution 1 | stage0 | cooling tower chiller | Conversion | hub11 | 362.908 | 0 | 0 | 0 |  |  | 0 | 0 | 0 | 0 |  |  | 1 |  | 796501.4294 | 796501.4294
Solution 1 | stage0 | cooling tower chiller | Conversion | hub12 | 6339.2302 | 0 | 0 | 0 |  |  | 0 | 0 | 0 | 0 |  |  | 1 |  | 12604141.2499 | 12604141.2499
Solution 1 | stage0 | cooling tower chiller | Conversion | hub13 | 221.6493 | 0 | 0 | 0 |  |  | 0 | 0 | 0 | 0 |  |  | 1 |  | 97273.4783 | 97273.4783
Solution 1 | stage0 | cooling tower chiller | Conversion | hub14 | 151.1731 | 0 | 0 | 0 |  |  | 0 | 0 | 0 | 0 |  |  | 1 |  | 71332.2126 | 71332.2126
Solution 1 | stage0 | cooling tower chiller | Conversion | hub2 | 476.3534 | 0 | 0 | 0 |  |  | 0 | 0 | 0 | 0 |  |  | 1 |  | 313075.2123 | 313075.2123
Solution 1 | stage0 | cooling tower chiller | Conversion | hub3 | 143.8747 | 0 | 0 | 0 |  |  | 0 | 0 | 0 | 0 |  |  | 1 |  | 179947.2001 | 179947.2001
Solution 1 | stage0 | cooling tower chiller | Conversion | hub4 | 1010.8115 | 0 | 0 | 0 |  |  | 0 | 0 | 0 | 0 |  |  | 1 |  | 1096167.2972 | 1096167.2972
Solution 1 | stage0 | cooling tower chiller | Conversion | hub5 | 514.8336 | 0 | 0 | 0 |  |  | 0 | 0 | 0 | 0 |  |  | 1 |  | 570170.4867 | 570170.4867
Solution 1 | stage0 | cooling tower chiller | Conversion | hub6 | 172.7017 | 0 | 0 | 0 |  |  | 0 | 0 | 0 | 0 |  |  | 1 |  | 47644.803 | 47644.803
Solution 1 | stage0 | cooling tower chiller | Conversion | hub7 | 357.26 | 0 | 0 | 0 |  |  | 0 | 0 | 0 | 0 |  |  | 1 |  | 394807.4796 | 394807.4796
Solution 1 | stage0 | cooling tower chiller | Conversion | hub8 | 361.0619 | 0 | 0 | 0 |  |  | 0 | 0 | 0 | 0 |  |  | 1 |  | 416292.1168 | 416292.1168
Solution 1 | stage0 | cooling tower chiller | Conversion | hub9 | 1467.8142 | 0 | 0 | 0 |  |  | 0 | 0 | 0 | 0 |  |  | 1 |  | 2290053.7288 | 2290053.7288
Solution 1 | stage0 | Pump cooling | Conversion | hub1 | 2746.524 | 171158.67 | 10408.7516 | 128799.7209 |  |  | 42358.9491 | 0 | 0 | 0 |  |  | 20 |  | 2915756.1625 | 2915756.1625
Solution 1 | stage0 | Pump cooling | Conversion | hub10 | 43.5653 | 63401.8789 | 3855.6879 | 47710.9591 |  |  | 15690.9198 | 0 | 0 | 0 |  |  | 20 |  | 40014.3655 | 40014.3655
Solution 1 | stage0 | Pump cooling | Conversion | hub11 | 266.7618 | 72299.8815 | 4396.8062 | 54406.8527 |  |  | 17893.0287 | 0 | 0 | 0 |  |  | 20 |  | 591621.0593 | 591621.0593
Solution 1 | stage0 | Pump cooling | Conversion | hub12 | 4679.9342 | 248236.4561 | 15096.1187 | 186802.0256 |  |  | 61434.4304 | 0 | 0 | 0 |  |  | 20 |  | 9316281.2408 | 9316281.2408
Solution 1 | stage0 | Pump cooling | Conversion | hub13 | 151.9881 | 67724.2879 | 4118.5485 | 50963.6432 |  |  | 16760.6448 | 0 | 0 | 0 |  |  | 20 |  | 69299.9208 | 69299.9208
Solution 1 | stage0 | Pump cooling | Conversion | hub14 | 103.6616 | 65797.6909 | 4001.3855 | 49513.8471 |  |  | 16283.8437 | 0 | 0 | 0 |  |  | 20 |  | 51168.1813 | 51168.1813
Solution 1 | stage0 | Pump cooling | Conversion | hub2 | 326.6423 | 74687.0943 | 4541.9809 | 56203.2698 |  |  | 18483.8245 | 0 | 0 | 0 |  |  | 20 |  | 228164.2857 | 228164.2857
Solution 1 | stage0 | Pump cooling | Conversion | hub3 | 100.4378 | 65669.1709 | 3993.5697 | 49417.1337 |  |  | 16252.0372 | 0 | 0 | 0 |  |  | 20 |  | 131507.1928 | 131507.1928
Solution 1 | stage0 | Pump cooling | Conversion | hub4 | 748.031 | 91486.2748 | 5563.5973 | 68844.9301 |  |  | 22641.3448 | 0 | 0 | 0 |  |  | 20 |  | 811707.9696 | 811707.9696
Solution 1 | stage0 | Pump cooling | Conversion | hub5 | 380.9923 | 76853.8252 | 4673.7473 | 57833.7705 |  |  | 19020.0547 | 0 | 0 | 0 |  |  | 20 |  | 422265.8725 | 422265.8725
Solution 1 | stage0 | Pump cooling | Conversion | hub6 | 127.8045 | 66760.1774 | 4059.9176 | 50238.1341 |  |  | 16522.0433 | 0 | 0 | 0 |  |  | 20 |  | 33799.1386 | 33799.1386
Solution 1 | stage0 | Pump cooling | Conversion | hub7 | 264.3832 | 72205.0571 | 4391.0396 | 54335.4958 |  |  | 17869.5612 | 0 | 0 | 0 |  |  | 20 |  | 292396.6082 | 292396.6082
Solution 1 | stage0 | Pump cooling | Conversion | hub8 | 267.1967 | 72317.22 | 4397.8606 | 54419.9003 |  |  | 17897.3197 | 0 | 0 | 0 |  |  | 20 |  | 309665.1621 | 309665.1621
Solution 1 | stage0 | Pump cooling | Conversion | hub9 | 1086.2268 | 104968.8674 | 6383.5204 | 78990.8032 |  |  | 25978.0642 | 0 | 0 | 0 |  |  | 20 |  | 1693852.2018 | 1693852.2018
Solution 1 | stage0 | Pump SH | Conversion | hub1 | 2304.5377 | 203386.154 | 12368.6165 | 153051.434 |  |  | 50334.7201 | 0 | 0 | 0 |  |  | 20 |  | 769002.1133 | 769002.1133
Solution 1 | stage0 | Pump SH | Conversion | hub10 | 135.9123 | 93876.5701 | 5708.9594 | 70643.6666 |  |  | 23232.9034 | 0 | 0 | 0 |  |  | 20 |  | 51886.8029 | 51886.8029
Solution 1 | stage0 | Pump SH | Conversion | hub11 | 218.5355 | 98048.8117 | 5962.6879 | 73783.3473 |  |  | 24265.4645 | 0 | 0 | 0 |  |  | 20 |  | 358030.5729 | 358030.5729
Solution 1 | stage0 | Pump SH | Conversion | hub12 | 2153.8699 | 195777.846 | 11905.929 | 147326.0568 |  |  | 48451.7893 | 0 | 0 | 0 |  |  | 20 |  | 7345736.852 | 7345736.852
Solution 1 | stage0 | Pump SH | Conversion | hub13 | 140.401 | 94103.2358 | 5722.7437 | 70814.2363 |  |  | 23288.9995 | 0 | 0 | 0 |  |  | 20 |  | 72255.5737 | 72255.5737
Solution 1 | stage0 | Pump SH | Conversion | hub14 | 142.1925 | 94193.7038 | 5728.2454 | 70882.315 |  |  | 23311.3888 | 0 | 0 | 0 |  |  | 20 |  | 133678.2324 | 133678.2324
Solution 1 | stage0 | Pump SH | Conversion | hub2 | 279.8181 | 101143.4144 | 6150.8814 | 76112.0868 |  |  | 25031.3276 | 0 | 0 | 0 |  |  | 20 |  | 85065.6118 | 85065.6118
Solution 1 | stage0 | Pump SH | Conversion | hub3 | 58.7399 | 89979.5802 | 5471.9699 | 67711.1175 |  |  | 22268.4627 | 0 | 0 | 0 |  |  | 20 |  | 44423.8362 | 44423.8362
Solution 1 | stage0 | Pump SH | Conversion | hub4 | 273.5294 | 100825.8515 | 6131.5693 | 75873.1155 |  |  | 24952.736 | 0 | 0 | 0 |  |  | 20 |  | 263452.5886 | 263452.5886
Solution 1 | stage0 | Pump SH | Conversion | hub5 | 136.167 | 93889.4307 | 5709.7415 | 70653.3444 |  |  | 23236.0862 | 0 | 0 | 0 |  |  | 20 |  | 116315.6149 | 116315.6149
Solution 1 | stage0 | Pump SH | Conversion | hub6 | 115.1239 | 92826.813 | 5645.12 | 69853.7071 |  |  | 22973.1059 | 0 | 0 | 0 |  |  | 20 |  | 65178.3221 | 65178.3221
Solution 1 | stage0 | Pump SH | Conversion | hub7 | 104.0534 | 92267.7852 | 5611.1236 | 69433.0295 |  |  | 22834.7557 | 0 | 0 | 0 |  |  | 20 |  | 100816.5426 | 100816.5426
Solution 1 | stage0 | Pump SH | Conversion | hub8 | 100.9653 | 92111.8452 | 5601.6404 | 69315.682 |  |  | 22796.1631 | 0 | 0 | 0 |  |  | 20 |  | 97713.9952 | 97713.9952
Solution 1 | stage0 | Pump SH | Conversion | hub9 | 674.3585 | 121066.6146 | 7362.4802 | 91104.6234 |  |  | 29961.9912 | 0 | 0 | 0 |  |  | 20 |  | 577006.5759 | 577006.5759
Solution 1 | stage0 | Gas Boiler (Linearized cost) | Conversion | hub1 | 2304.5377 | 1381963.5374 | 84041.9896 | 925435.3491 |  |  | 456528.1883 | 0 | 0 | 0 |  |  | 20 |  | 854446.7926 | 769002.1133
Solution 1 | stage0 | Gas Boiler (Linearized cost) | Conversion | hub10 | 135.9123 | 193458.2566 | 11764.8667 | 129549.8068 |  |  | 63908.4498 | 0 | 0 | 0 |  |  | 20 |  | 57652.0033 | 51886.8029
Solution 1 | stage0 | Gas Boiler (Linearized cost) | Conversion | hub11 | 218.5355 | 238739.5099 | 14518.5766 | 159872.5116 |  |  | 78866.9983 | 0 | 0 | 0 |  |  | 20 |  | 397811.7476 | 358030.5729
Solution 1 | stage0 | Gas Boiler (Linearized cost) | Conversion | hub12 | 2153.8699 | 1299390.726 | 79020.4509 | 870140.2588 |  |  | 429250.4672 | 0 | 0 | 0 |  |  | 20 |  | 8161929.8355 | 7345736.852
Solution 1 | stage0 | Gas Boiler (Linearized cost) | Conversion | hub13 | 140.401 | 195918.255 | 11914.4677 | 131197.1509 |  |  | 64721.1041 | 0 | 0 | 0 |  |  | 20 |  | 80283.9708 | 72255.5737
Solution 1 | stage0 | Gas Boiler (Linearized cost) | Conversion | hub14 | 142.1925 | 196900.1025 | 11974.1773 | 131854.6475 |  |  | 65045.455 | 0 | 0 | 0 |  |  | 20 |  | 148531.3693 | 133678.2324
Solution 1 | stage0 | Gas Boiler (Linearized cost) | Conversion | hub2 | 279.8181 | 272325.1695 | 16561.0368 | 182363.2328 |  |  | 89961.9367 | 0 | 0 | 0 |  |  | 20 |  | 94517.3465 | 85065.6118
Solution 1 | stage0 | Gas Boiler (Linearized cost) | Conversion | hub3 | 58.7399 | 151164.3052 | 9192.825 | 101227.5561 |  |  | 49936.7491 | 0 | 0 | 0 |  |  | 20 |  | 49359.818 | 44423.8362
Solution 1 | stage0 | Gas Boiler (Linearized cost) | Conversion | hub4 | 273.5294 | 268878.6663 | 16351.443 | 180055.2733 |  |  | 88823.393 | 0 | 0 | 0 |  |  | 20 |  | 292725.0984 | 263452.5886
Solution 1 | stage0 | Gas Boiler (Linearized cost) | Conversion | hub5 | 136.167 | 193597.8322 | 11773.3548 | 129643.274 |  |  | 63954.5583 | 0 | 0 | 0 |  |  | 20 |  | 129239.5721 | 116315.6149
Solution 1 | stage0 | Gas Boiler (Linearized cost) | Conversion | hub6 | 115.1239 | 182065.2645 | 11072.0194 | 121920.461 |  |  | 60144.8035 | 0 | 0 | 0 |  |  | 20 |  | 72420.3579 | 65178.3221
Solution 1 | stage0 | Gas Boiler (Linearized cost) | Conversion | hub7 | 104.0534 | 175998.1467 | 10703.0569 | 117857.6004 |  |  | 58140.5463 | 0 | 0 | 0 |  |  | 20 |  | 112018.3806 | 100816.5426
Solution 1 | stage0 | Gas Boiler (Linearized cost) | Conversion | hub8 | 100.9653 | 174305.7331 | 10600.1354 | 116724.2713 |  |  | 57581.4617 | 0 | 0 | 0 |  |  | 20 |  | 108571.1058 | 97713.9952
Solution 1 | stage0 | Gas Boiler (Linearized cost) | Conversion | hub9 | 674.3585 | 488551.2553 | 29710.4941 | 327159.5735 |  |  | 161391.6818 | 0 | 0 | 0 |  |  | 20 |  | 641118.4177 | 577006.5759
Solution 1 | stage0 | rooftop to pv | Conversion | plant | -2.4387e-10 | -8.777e-07 | -5.3376e-08 | -8.5355e-07 |  |  | -1.4036e-07 | 0 | -1.162e-07 | 0 |  |  | 25 |  | 0 | 0
Solution 1 | stage0 | battery | Storage | plant | 0 | 0 | 0 | 0 |  |  | 0 | 0 | 0 | 0 |  |  | 15 |  | 0 | 0
Solution 1 | stage0 | pv_loop | Network | hub1_to_hub2_pv_loop | 6529.3844 | 0 | 0 | 0 |  |  | 0 | 0 | 0 | 0 |  |  | 20 | 528 | 0 | 0
Solution 1 | stage0 | pv_loop | Network | hub7_to_hub8_pv_loop | 5105.1514 | 0 | 0 | 0 |  |  | 0 | 0 | 0 | 0 |  |  | 20 | 199 | 5.8287e-13 | 4.3854e-12
Solution 1 | stage0 | pv_loop | Network | hub13_to_hub14_pv_loop | 97.5361 | 0 | 0 | 0 |  |  | 0 | 0 | 0 | 0 |  |  | 20 | 423 | 2.5635e-09 | 3.8528e-10
Solution 1 | stage0 | pv_loop | Network | plant_to_hub1_pv_loop | 8694.5627 | 0 | 0 | 0 |  |  | 0 | 0 | 0 | 0 |  |  | 20 | 104 | 2.6592e-09 | 9.0378e-09
Solution 1 | stage0 | pv_loop | Network | hub6_to_hub7_pv_loop | 5278.4183 | 0 | 0 | 0 |  |  | 0 | 0 | 0 | 0 |  |  | 20 | 161 | 8.501e-09 | 5.1487e-12
Solution 1 | stage0 | pv_loop | Network | hub5_to_hub6_pv_loop | 5616.2451 | 0 | 0 | 0 |  |  | 0 | 0 | 0 | 0 |  |  | 20 | 350 | 2.4053e-10 | 2.3016e-09
Solution 1 | stage0 | pv_loop | Network | hub2_to_hub3_pv_loop | 6529.3844 | 0 | 0 | 0 |  |  | 0 | 0 | 0 | 0 |  |  | 20 | 121 | 1.1594e-09 | 3.4933e-09
Solution 1 | stage0 | pv_loop | Network | hub3_to_hub4_pv_loop | 6214.3252 | 0 | 0 | 0 |  |  | 0 | 0 | 0 | 0 |  |  | 20 | 499 | 3.2036e-09 | 5.2461e-10
Solution 1 | stage0 | pv_loop | Network | hub11_to_hub12_pv_loop | 3970.3381 | 0 | 0 | 0 |  |  | 0 | 0 | 0 | 0 |  |  | 20 | 653 | 1.1656e-10 | 1.9552e-08
Solution 1 | stage0 | pv_loop | Network | hub4_to_hub5_pv_loop | 5616.2451 | 0 | 0 | 0 |  |  | 0 | 0 | 0 | 0 |  |  | 20 | 132 | 0 | 0
Solution 1 | stage0 | pv_loop | Network | hub12_to_hub13_pv_loop | 178.0524 | 0 | 0 | 0 |  |  | 0 | 0 | 0 | 0 |  |  | 20 | 316 | 5.3205e-09 | 8.7807e-10
Solution 1 | stage0 | pv_loop | Network | hub8_to_hub9_pv_loop | 5105.1514 | 0 | 0 | 0 |  |  | 0 | 0 | 0 | 0 |  |  | 20 | 1395 | 1.4037e-10 | 2.5459e-09
Solution 1 | stage0 | pv_loop | Network | hub9_to_hub10_pv_loop | 4011.6768 | 0 | 0 | 0 |  |  | 0 | 0 | 0 | 0 |  |  | 20 | 837 | 1.258e-09 | 1.841e-08
Solution 1 | stage0 | pv_loop | Network | hub10_to_hub11_pv_loop | 3970.3381 | 0 | 0 | 0 |  |  | 0 | 0 | 0 | 0 |  |  | 20 | 159 | 6.9508e-11 | 1.8339e-08
Solution 2 | stage0 | Gas | Import | hub10 | 151.0136 | 53088.7731 | 3228.5122 |  | 53088.7731 |  | 0 |  |  |  | 230608.0131 |  |  |  | 57652.0033
Solution 2 | stage0 | Gas | Import | hub8 | 136.8335 | 267710.0954 | 16280.3782 |  | 267710.0954 |  | 0 |  |  |  | 1162884.1575 |  |  |  | 290721.0394
Solution 2 | stage0 | Gas | Import | hub11 | 277.6852 | 527789.775 | 32096.7244 |  | 527789.775 |  | 0 |  |  |  | 2292623.1714 |  |  |  | 573155.7928
Solution 2 | stage0 | Gas | Import | hub7 | 139.2196 | 270884.514 | 16473.4256 |  | 270884.514 |  | 0 |  |  |  | 1176673.2568 |  |  |  | 294168.3142
Solution 2 | stage0 | Gas | Import | hub14 | 157.9917 | 136774.9205 | 8317.7567 |  | 136774.9205 |  | 0 |  |  |  | 594125.4773 |  |  |  | 148531.3693
Solution 2 | stage0 | Gas | Import | hub2 | 310.909 | 87036.177 | 5292.9714 |  | 87036.177 |  | 0 |  |  |  | 378069.386 |  |  |  | 94517.3465
Solution 2 | stage0 | Gas | Import | hub3 | 65.2666 | 45452.925 | 2764.1498 |  | 45452.925 |  | 0 |  |  |  | 197439.272 |  |  |  | 49359.818
Solution 2 | stage0 | Gas | Import | hub4 | 361.1226 | 632977.4224 | 38493.5496 |  | 632977.4224 |  | 0 |  |  |  | 2749539.2564 |  |  |  | 687384.8141
Solution 2 | stage0 | Gas | Import | hub6 | 127.9154 | 66688.1935 | 4055.54 |  | 66688.1935 |  | 0 |  |  |  | 289681.4316 |  |  |  | 72420.3579
Solution 2 | stage0 | Gas | Import | hub1 | 2560.5975 | 786816.2305 | 47849.0204 |  | 786816.2305 |  | 0 |  |  |  | 3417787.1703 |  |  |  | 854446.7926
Solution 2 | stage0 | Gas | Import | hub13 | 156.0011 | 73929.3913 | 4495.9024 |  | 73929.3913 |  | 0 |  |  |  | 321135.883 |  |  |  | 80283.9708
Solution 2 | stage0 | Gas | Import | hub5 | 178.7647 | 330856.7297 | 20120.5438 |  | 330856.7297 |  | 0 |  |  |  | 1437181.6978 |  |  |  | 359295.4245
Solution 2 | stage0 | Gas | Import | hub9 | 802.6263 | 864606.1649 | 52579.6957 |  | 864606.1649 |  | 0 |  |  |  | 3755692.5532 |  |  |  | 938923.1383
Solution 2 | stage0 | Gas | Import | hub12 | 2959.9928 | 11031802.6586 | 670882.1321 |  | 11031802.6586 |  | 0 |  |  |  | 47920152.2919 |  |  |  | 11980038.073
Solution 2 | stage0 | Electricity | Import | hub10 | 28.7595 | 92313.6082 | 5613.9103 |  | 92313.6082 |  | 0 |  |  |  | 183914.8445 |  |  |  | 37029.579
Solution 2 | stage0 | Electricity | Import | hub8 | 212.7945 | 837159.4041 | 50910.5632 |  | 837159.4041 |  | 0 |  |  |  | 1512283.2536 |  |  |  | 304758.9407
Solution 2 | stage0 | Electricity | Import | hub11 | 219.6183 | 1191072.0566 | 72433.2174 |  | 1191072.0566 |  | 0 |  |  |  | 2182236.5978 |  |  |  | 468972.0434
Solution 2 | stage0 | Electricity | Import | hub7 | 211.4523 | 849399.8784 | 51654.9488 |  | 849399.8784 |  | 0 |  |  |  | 1542295.5645 |  |  |  | 314200.6938
Solution 2 | stage0 | Electricity | Import | hub14 | 72.6994 | 224414.8744 | 13647.4458 |  | 224414.8744 |  | 0 |  |  |  | 397878.5277 |  |  |  | 86644.7388
Solution 2 | stage0 | Electricity | Import | hub2 | 255.3751 | 738601.7596 | 44916.9314 |  | 738601.7596 |  | 0 |  |  |  | 1214186.696 |  |  |  | 294674.4142
Solution 2 | stage0 | Electricity | Import | hub3 | 115.2357 | 980465.5873 | 59625.5085 |  | 980465.5873 |  | 0 |  |  |  | 1643000.5813 |  |  |  | 387282.1837
Solution 2 | stage0 | Electricity | Import | hub4 | 575.986 | 2242598.7609 | 136380.1987 |  | 2242598.7609 |  | 0 |  |  |  | 4049154.16 |  |  |  | 819463.4564
Solution 2 | stage0 | Electricity | Import | hub6 | 15.8547 | 18422.2283 | 1120.3195 |  | 18422.2283 |  | 0 |  |  |  | 31116.7389 |  |  |  | 7433.4344
Solution 2 | stage0 | Electricity | Import | hub1 | 2288.5617 | 7370975.909 | 448254.5769 |  | 7370975.909 |  | 0 |  |  |  | 11273732.1945 |  |  |  | 3014996.5359
Solution 2 | stage0 | Electricity | Import | hub13 | 125.5098 | 189556.9484 | 11527.6146 |  | 189556.9484 |  | 0 |  |  |  | 365290.2374 |  |  |  | 84964.6719
Solution 2 | stage0 | Electricity | Import | hub5 | 334.085 | 1169766.6478 | 71137.5617 |  | 1169766.6478 |  | 0 |  |  |  | 2187085.8641 |  |  |  | 427606.6358
Solution 2 | stage0 | Electricity | Import | hub9 | 962.6863 | 5997188.5451 | 364709.8087 |  | 5997188.5451 |  | 0 |  |  |  | 10347026.2564 |  |  |  | 2314194.0413
Solution 2 | stage0 | Electricity | Import | hub12 | 3445.643 | 22871941.2398 | 1390921.9716 |  | 22871941.2398 |  | 0 |  |  |  | 42211581.3373 |  |  |  | 9128164.7901
Solution 2 | stage0 | Heat ambient out | Export | hub10 | 58.8696 | 0 | 0 |  |  | 0 | 0 |  |  |  |  | 0 |  |  |  | 55921.1357
Solution 2 | stage0 | Heat ambient out | Export | hub8 | 361.0619 | 0 | 0 |  |  | 0 | 0 |  |  |  |  | 0 |  |  |  | 416292.1168
Solution 2 | stage0 | Heat ambient out | Export | hub11 | 362.908 | 0 | 0 |  |  | 0 | 0 |  |  |  |  | 0 |  |  |  | 796501.4294
Solution 2 | stage0 | Heat ambient out | Export | hub7 | 357.26 | 0 | 0 |  |  | 0 | 0 |  |  |  |  | 0 |  |  |  | 394807.4796
Solution 2 | stage0 | Heat ambient out | Export | hub14 | 151.1731 | 0 | 0 |  |  | 0 | 0 |  |  |  |  | 0 |  |  |  | 71332.2126
Solution 2 | stage0 | Heat ambient out | Export | hub2 | 476.3534 | 0 | 0 |  |  | 0 | 0 |  |  |  |  | 0 |  |  |  | 313075.2123
Solution 2 | stage0 | Heat ambient out | Export | hub3 | 143.8747 | 0 | 0 |  |  | 0 | 0 |  |  |  |  | 0 |  |  |  | 179947.2001
Solution 2 | stage0 | Heat ambient out | Export | hub4 | 1010.8115 | 0 | 0 |  |  | 0 | 0 |  |  |  |  | 0 |  |  |  | 1096167.2972
Solution 2 | stage0 | Heat ambient out | Export | hub6 | 172.7017 | 0 | 0 |  |  | 0 | 0 |  |  |  |  | 0 |  |  |  | 47644.803
Solution 2 | stage0 | Heat ambient out | Export | hub1 | 3897.0926 | 0 | 0 |  |  | 0 | 0 |  |  |  |  | 0 |  |  |  | 3932226.3037
Solution 2 | stage0 | Heat ambient out | Export | hub13 | 221.6493 | 0 | 0 |  |  | 0 | 0 |  |  |  |  | 0 |  |  |  | 97273.4783
Solution 2 | stage0 | Heat ambient out | Export | hub5 | 514.8336 | 0 | 0 |  |  | 0 | 0 |  |  |  |  | 0 |  |  |  | 570170.4867
Solution 2 | stage0 | Heat ambient out | Export | hub9 | 1467.8142 | 0 | 0 |  |  | 0 | 0 |  |  |  |  | 0 |  |  |  | 2290053.7288
Solution 2 | stage0 | Heat ambient out | Export | hub12 | 6339.2302 | 0 | 0 |  |  | 0 | 0 |  |  |  |  | 0 |  |  |  | 12604141.2499
Solution 2 | stage0 | export_electricity | Export | plant | 1213.0036 | -49086.5984 | -2985.1261 |  |  | 49086.5984 | 0 |  |  |  |  | 0 |  |  |  | 99504.2026
Solution 2 | stage0 | parking to pv | Conversion | plant | 0 | 0 | 0 | 0 |  |  | 0 | 0 | 0 | 0 |  |  | 25 |  | 0 | 0
Solution 2 | stage0 | pv to hub | Conversion | hub1 | 871.4892 | 0 | 0 | 0 |  |  | 0 | 0 | 0 | 0 |  |  | 1 |  | 792689.9058 | 792689.9058
Solution 2 | stage0 | pv to hub | Conversion | hub10 | 18.9483 | 0 | 0 | 0 |  |  | 0 | 0 | 0 | 0 |  |  | 1 |  | 42733.9082 | 42733.9082
Solution 2 | stage0 | pv to hub | Conversion | hub11 | 98.9698 | 0 | 0 | 0 |  |  | 0 | 0 | 0 | 0 |  |  | 1 |  | 140178.7525 | 140178.7525
Solution 2 | stage0 | pv to hub | Conversion | hub12 | 1829.1481 | 0 | 0 | 0 |  |  | 0 | 0 | 0 | 0 |  |  | 1 |  | 1912312.1438 | 1912312.1438
Solution 2 | stage0 | pv to hub | Conversion | hub13 | 14.277 | 0 | 0 | 0 |  |  | 0 | 0 | 0 | 0 |  |  | 1 |  | 25815.0563 | 25815.0563
Solution 2 | stage0 | pv to hub | Conversion | hub14 | 24.8367 | 0 | 0 | 0 |  |  | 0 | 0 | 0 | 0 |  |  | 1 |  | 33413.186 | 33413.186
Solution 2 | stage0 | pv to hub | Conversion | hub2 | 66.398 | 0 | 0 | 0 |  |  | 0 | 0 | 0 | 0 |  |  | 1 |  | 80795.5495 | 80795.5495
Solution 2 | stage0 | pv to hub | Conversion | hub3 | 60.678 | 0 | 0 | 0 |  |  | 0 | 0 | 0 | 0 |  |  | 1 |  | 82079.3741 | 82079.3741
Solution 2 | stage0 | pv to hub | Conversion | hub4 | 135.9375 | 0 | 0 | 0 |  |  | 0 | 0 | 0 | 0 |  |  | 1 |  | 202769.2779 | 202769.2779
Solution 2 | stage0 | pv to hub | Conversion | hub5 | 73.4008 | 0 | 0 | 0 |  |  | 0 | 0 | 0 | 0 |  |  | 1 |  | 151054.8853 | 151054.8853
Solution 2 | stage0 | pv to hub | Conversion | hub6 | 109.0121 | 0 | 0 | 0 |  |  | 0 | 0 | 0 | 0 |  |  | 1 |  | 55708.39 | 55708.39
Solution 2 | stage0 | pv to hub | Conversion | hub7 | 52.0917 | 0 | 0 | 0 |  |  | 0 | 0 | 0 | 0 |  |  | 1 |  | 55110.6492 | 55110.6492
Solution 2 | stage0 | pv to hub | Conversion | hub8 | 56.2987 | 0 | 0 | 0 |  |  | 0 | 0 | 0 | 0 |  |  | 1 |  | 75162.3473 | 75162.3473
Solution 2 | stage0 | pv to hub | Conversion | hub9 | 275.5911 | 0 | 0 | 0 |  |  | 0 | 0 | 0 | 0 |  |  | 1 |  | 416422.0504 | 416422.0504
Solution 2 | stage0 | Pump DHW gas | Conversion | hub1 | 0 | 0 | 0 | 0 |  |  | 0 | 0 | 0 | 0 |  |  | 20 |  | 0 | 0
Solution 2 | stage0 | Pump DHW gas | Conversion | hub10 | 0 | 0 | 0 | 0 |  |  | 0 | 0 | 0 | 0 |  |  | 20 |  | 0 | 0
Solution 2 | stage0 | Pump DHW gas | Conversion | hub11 | 34.8297 | 8790.9289 | 534.6068 | 6615.3189 |  |  | 2175.61 | 0 | 0 | 0 |  |  | 20 |  | 157809.6407 | 157809.6407
Solution 2 | stage0 | Pump DHW gas | Conversion | hub12 | 554.1475 | 11551.3616 | 702.4783 | 8692.59 |  |  | 2858.7716 | 0 | 0 | 0 |  |  | 20 |  | 3436297.4137 | 3436297.4137
Solution 2 | stage0 | Pump DHW gas | Conversion | hub13 | 0 | 0 | 0 | 0 |  |  | 0 | 0 | 0 | 0 |  |  | 20 |  | 0 | 0
Solution 2 | stage0 | Pump DHW gas | Conversion | hub14 | 0 | 0 | 0 | 0 |  |  | 0 | 0 | 0 | 0 |  |  | 20 |  | 0 | 0
Solution 2 | stage0 | Pump DHW gas | Conversion | hub2 | 0 | 0 | 0 | 0 |  |  | 0 | 0 | 0 | 0 |  |  | 20 |  | 0 | 0
Solution 2 | stage0 | Pump DHW gas | Conversion | hub3 | 0 | 0 | 0 | 0 |  |  | 0 | 0 | 0 | 0 |  |  | 20 |  | 0 | 0
Solution 2 | stage0 | Pump DHW gas | Conversion | hub4 | 94.6748 | 9109.0353 | 553.952 | 6854.6992 |  |  | 2254.3361 | 0 | 0 | 0 |  |  | 20 |  | 355193.7441 | 355193.7441
Solution 2 | stage0 | Pump DHW gas | Conversion | hub5 | 55.1879 | 8899.1428 | 541.1877 | 6696.7517 |  |  | 2202.3911 | 0 | 0 | 0 |  |  | 20 |  | 207050.2671 | 207050.2671
Solution 2 | stage0 | Pump DHW gas | Conversion | hub6 | 0 | 0 | 0 | 0 |  |  | 0 | 0 | 0 | 0 |  |  | 20 |  | 0 | 0
Solution 2 | stage0 | Pump DHW gas | Conversion | hub7 | 43.6957 | 8838.056 | 537.4728 | 6650.7829 |  |  | 2187.2732 | 0 | 0 | 0 |  |  | 20 |  | 163934.9402 | 163934.9402
Solution 2 | stage0 | Pump DHW gas | Conversion | hub8 | 43.6957 | 8838.056 | 537.4728 | 6650.7829 |  |  | 2187.2732 | 0 | 0 | 0 |  |  | 20 |  | 163934.9402 | 163934.9402
Solution 2 | stage0 | Pump DHW gas | Conversion | hub9 | 71.4402 | 8985.5316 | 546.4413 | 6761.7607 |  |  | 2223.7709 | 0 | 0 | 0 |  |  | 20 |  | 268024.2486 | 268024.2486
Solution 2 | stage0 | chiller | Conversion | hub1 | 3507.3833 | 7289604.3848 | 443306.0927 | 5485547.4769 |  |  | 1804056.9079 | 0 | 0 | 0 |  |  | 20 |  | 622855.2981 | 3539003.6733
Solution 2 | stage0 | chiller | Conversion | hub10 | 52.9827 | 110117.0498 | 6696.5992 | 82864.8954 |  |  | 27252.1544 | 0 | 0 | 0 |  |  | 20 |  | 10307.3233 | 50329.0222
Solution 2 | stage0 | chiller | Conversion | hub11 | 326.6172 | 678828.1208 | 41281.8894 | 510829.3521 |  |  | 167998.7686 | 0 | 0 | 0 |  |  | 20 |  | 125166.3525 | 716851.2865
Solution 2 | stage0 | chiller | Conversion | hub12 | 5705.3072 | 11857680.9795 | 721106.6535 | 8923100.4242 |  |  | 2934580.5552 | 0 | 0 | 0 |  |  | 20 |  | 2026415.818 | 11343727.1249
Solution 2 | stage0 | chiller | Conversion | hub13 | 199.4844 | 414600.3315 | 25213.2823 | 311993.5846 |  |  | 102606.7469 | 0 | 0 | 0 |  |  | 20 |  | 18231.8855 | 87546.1305
Solution 2 | stage0 | chiller | Conversion | hub14 | 136.0558 | 282772.9276 | 17196.4012 | 212791.2899 |  |  | 69981.6378 | 0 | 0 | 0 |  |  | 20 |  | 13024.3278 | 64198.9914
Solution 2 | stage0 | chiller | Conversion | hub2 | 428.7181 | 891030.3589 | 54186.6425 | 670515.0347 |  |  | 220515.3242 | 0 | 0 | 0 |  |  | 20 |  | 53570.0411 | 281767.6911
Solution 2 | stage0 | chiller | Conversion | hub3 | 129.4872 | 269121.0507 | 16366.1833 | 202518.0274 |  |  | 66603.0233 | 0 | 0 | 0 |  |  | 20 |  | 30427.9358 | 161952.4801
Solution 2 | stage0 | chiller | Conversion | hub4 | 909.7304 | 1890747.0261 | 114982.8759 | 1422818.3083 |  |  | 467928.7179 | 0 | 0 | 0 |  |  | 20 |  | 174758.5901 | 986550.5674
Solution 2 | stage0 | chiller | Conversion | hub5 | 463.3502 | 963008.4192 | 58563.8777 | 724679.7117 |  |  | 238328.7075 | 0 | 0 | 0 |  |  | 20 |  | 90843.6705 | 513153.438
Solution 2 | stage0 | chiller | Conversion | hub6 | 155.4315 | 323042.6559 | 19645.3429 | 243094.9243 |  |  | 79947.7316 | 0 | 0 | 0 |  |  | 20 |  | 9073.9701 | 42880.3227
Solution 2 | stage0 | chiller | Conversion | hub7 | 321.534 | 668263.3961 | 40639.4119 | 502879.2227 |  |  | 165384.1735 | 0 | 0 | 0 |  |  | 20 |  | 62899.8776 | 355326.7316
Solution 2 | stage0 | chiller | Conversion | hub8 | 324.9557 | 675374.843 | 41071.8836 | 508230.7037 |  |  | 167144.1393 | 0 | 0 | 0 |  |  | 20 |  | 64967.5078 | 374662.9051
Solution 2 | stage0 | chiller | Conversion | hub9 | 1321.0328 | 2745581.4519 | 166968.3183 | 2066095.3066 |  |  | 679486.1454 | 0 | 0 | 0 |  |  | 20 |  | 367009.4268 | 2061048.3559
Solution 2 | stage0 | cooling tower chiller | Conversion | hub1 | 3897.0926 | 0 | 0 | 0 |  |  | 0 | 0 | 0 | 0 |  |  | 1 |  | 3932226.3037 | 3932226.3037
Solution 2 | stage0 | cooling tower chiller | Conversion | hub10 | 58.8696 | 0 | 0 | 0 |  |  | 0 | 0 | 0 | 0 |  |  | 1 |  | 55921.1357 | 55921.1357
Solution 2 | stage0 | cooling tower chiller | Conversion | hub11 | 362.908 | 0 | 0 | 0 |  |  | 0 | 0 | 0 | 0 |  |  | 1 |  | 796501.4294 | 796501.4294
Solution 2 | stage0 | cooling tower chiller | Conversion | hub12 | 6339.2302 | 0 | 0 | 0 |  |  | 0 | 0 | 0 | 0 |  |  | 1 |  | 12604141.2499 | 12604141.2499
Solution 2 | stage0 | cooling tower chiller | Conversion | hub13 | 221.6493 | 0 | 0 | 0 |  |  | 0 | 0 | 0 | 0 |  |  | 1 |  | 97273.4783 | 97273.4783
Solution 2 | stage0 | cooling tower chiller | Conversion | hub14 | 151.1731 | 0 | 0 | 0 |  |  | 0 | 0 | 0 | 0 |  |  | 1 |  | 71332.2126 | 71332.2126
Solution 2 | stage0 | cooling tower chiller | Conversion | hub2 | 476.3534 | 0 | 0 | 0 |  |  | 0 | 0 | 0 | 0 |  |  | 1 |  | 313075.2123 | 313075.2123
Solution 2 | stage0 | cooling tower chiller | Conversion | hub3 | 143.8747 | 0 | 0 | 0 |  |  | 0 | 0 | 0 | 0 |  |  | 1 |  | 179947.2001 | 179947.2001
Solution 2 | stage0 | cooling tower chiller | Conversion | hub4 | 1010.8115 | 0 | 0 | 0 |  |  | 0 | 0 | 0 | 0 |  |  | 1 |  | 1096167.2972 | 1096167.2972
Solution 2 | stage0 | cooling tower chiller | Conversion | hub5 | 514.8336 | 0 | 0 | 0 |  |  | 0 | 0 | 0 | 0 |  |  | 1 |  | 570170.4867 | 570170.4867
Solution 2 | stage0 | cooling tower chiller | Conversion | hub6 | 172.7017 | 0 | 0 | 0 |  |  | 0 | 0 | 0 | 0 |  |  | 1 |  | 47644.803 | 47644.803
Solution 2 | stage0 | cooling tower chiller | Conversion | hub7 | 357.26 | 0 | 0 | 0 |  |  | 0 | 0 | 0 | 0 |  |  | 1 |  | 394807.4796 | 394807.4796
Solution 2 | stage0 | cooling tower chiller | Conversion | hub8 | 361.0619 | 0 | 0 | 0 |  |  | 0 | 0 | 0 | 0 |  |  | 1 |  | 416292.1168 | 416292.1168
Solution 2 | stage0 | cooling tower chiller | Conversion | hub9 | 1467.8142 | 0 | 0 | 0 |  |  | 0 | 0 | 0 | 0 |  |  | 1 |  | 2290053.7288 | 2290053.7288
Solution 2 | stage0 | Pump cooling | Conversion | hub1 | 2746.524 | 171158.67 | 10408.7516 | 128799.7209 |  |  | 42358.9491 | 0 | 0 | 0 |  |  | 20 |  | 2915756.1625 | 2915756.1625
Solution 2 | stage0 | Pump cooling | Conversion | hub10 | 43.5653 | 63401.8789 | 3855.6879 | 47710.9591 |  |  | 15690.9198 | 0 | 0 | 0 |  |  | 20 |  | 40014.3655 | 40014.3655
Solution 2 | stage0 | Pump cooling | Conversion | hub11 | 266.7618 | 72299.8815 | 4396.8062 | 54406.8527 |  |  | 17893.0287 | 0 | 0 | 0 |  |  | 20 |  | 591621.0593 | 591621.0593
Solution 2 | stage0 | Pump cooling | Conversion | hub12 | 4679.9342 | 248236.4561 | 15096.1187 | 186802.0256 |  |  | 61434.4304 | 0 | 0 | 0 |  |  | 20 |  | 9316281.2408 | 9316281.2408
Solution 2 | stage0 | Pump cooling | Conversion | hub13 | 151.9881 | 67724.2879 | 4118.5485 | 50963.6432 |  |  | 16760.6448 | 0 | 0 | 0 |  |  | 20 |  | 69299.9208 | 69299.9208
Solution 2 | stage0 | Pump cooling | Conversion | hub14 | 103.6616 | 65797.6909 | 4001.3855 | 49513.8471 |  |  | 16283.8437 | 0 | 0 | 0 |  |  | 20 |  | 51168.1813 | 51168.1813
Solution 2 | stage0 | Pump cooling | Conversion | hub2 | 326.6423 | 74687.0943 | 4541.9809 | 56203.2698 |  |  | 18483.8245 | 0 | 0 | 0 |  |  | 20 |  | 228164.2857 | 228164.2857
Solution 2 | stage0 | Pump cooling | Conversion | hub3 | 100.4378 | 65669.1709 | 3993.5697 | 49417.1337 |  |  | 16252.0372 | 0 | 0 | 0 |  |  | 20 |  | 131507.1928 | 131507.1928
Solution 2 | stage0 | Pump cooling | Conversion | hub4 | 748.031 | 91486.2748 | 5563.5973 | 68844.9301 |  |  | 22641.3448 | 0 | 0 | 0 |  |  | 20 |  | 811707.9696 | 811707.9696
Solution 2 | stage0 | Pump cooling | Conversion | hub5 | 380.9923 | 76853.8252 | 4673.7473 | 57833.7705 |  |  | 19020.0547 | 0 | 0 | 0 |  |  | 20 |  | 422265.8725 | 422265.8725
Solution 2 | stage0 | Pump cooling | Conversion | hub6 | 127.8045 | 66760.1774 | 4059.9176 | 50238.1341 |  |  | 16522.0433 | 0 | 0 | 0 |  |  | 20 |  | 33799.1386 | 33799.1386
Solution 2 | stage0 | Pump cooling | Conversion | hub7 | 264.3832 | 72205.0571 | 4391.0396 | 54335.4958 |  |  | 17869.5612 | 0 | 0 | 0 |  |  | 20 |  | 292396.6082 | 292396.6082
Solution 2 | stage0 | Pump cooling | Conversion | hub8 | 267.1967 | 72317.22 | 4397.8606 | 54419.9003 |  |  | 17897.3197 | 0 | 0 | 0 |  |  | 20 |  | 309665.1621 | 309665.1621
Solution 2 | stage0 | Pump cooling | Conversion | hub9 | 1086.2268 | 104968.8674 | 6383.5204 | 78990.8032 |  |  | 25978.0642 | 0 | 0 | 0 |  |  | 20 |  | 1693852.2018 | 1693852.2018
Solution 2 | stage0 | Pump SH | Conversion | hub1 | 2304.5377 | 203386.154 | 12368.6165 | 153051.434 |  |  | 50334.7201 | 0 | 0 | 0 |  |  | 20 |  | 769002.1133 | 769002.1133
Solution 2 | stage0 | Pump SH | Conversion | hub10 | 135.9123 | 93876.5701 | 5708.9594 | 70643.6666 |  |  | 23232.9034 | 0 | 0 | 0 |  |  | 20 |  | 51886.8029 | 51886.8029
Solution 2 | stage0 | Pump SH | Conversion | hub11 | 218.5355 | 98048.8117 | 5962.6879 | 73783.3473 |  |  | 24265.4645 | 0 | 0 | 0 |  |  | 20 |  | 358030.5729 | 358030.5729
Solution 2 | stage0 | Pump SH | Conversion | hub12 | 2153.8699 | 195777.846 | 11905.929 | 147326.0568 |  |  | 48451.7893 | 0 | 0 | 0 |  |  | 20 |  | 7345736.852 | 7345736.852
Solution 2 | stage0 | Pump SH | Conversion | hub13 | 140.401 | 94103.2358 | 5722.7437 | 70814.2363 |  |  | 23288.9995 | 0 | 0 | 0 |  |  | 20 |  | 72255.5737 | 72255.5737
Solution 2 | stage0 | Pump SH | Conversion | hub14 | 142.1925 | 94193.7038 | 5728.2454 | 70882.315 |  |  | 23311.3888 | 0 | 0 | 0 |  |  | 20 |  | 133678.2324 | 133678.2324
Solution 2 | stage0 | Pump SH | Conversion | hub2 | 279.8181 | 101143.4144 | 6150.8814 | 76112.0868 |  |  | 25031.3276 | 0 | 0 | 0 |  |  | 20 |  | 85065.6118 | 85065.6118
Solution 2 | stage0 | Pump SH | Conversion | hub3 | 58.7399 | 89979.5802 | 5471.9699 | 67711.1175 |  |  | 22268.4627 | 0 | 0 | 0 |  |  | 20 |  | 44423.8362 | 44423.8362
Solution 2 | stage0 | Pump SH | Conversion | hub4 | 273.5294 | 100825.8515 | 6131.5693 | 75873.1155 |  |  | 24952.736 | 0 | 0 | 0 |  |  | 20 |  | 263452.5886 | 263452.5886
Solution 2 | stage0 | Pump SH | Conversion | hub5 | 136.167 | 93889.4307 | 5709.7415 | 70653.3444 |  |  | 23236.0862 | 0 | 0 | 0 |  |  | 20 |  | 116315.6149 | 116315.6149
Solution 2 | stage0 | Pump SH | Conversion | hub6 | 115.1239 | 92826.813 | 5645.12 | 69853.7071 |  |  | 22973.1059 | 0 | 0 | 0 |  |  | 20 |  | 65178.3221 | 65178.3221
Solution 2 | stage0 | Pump SH | Conversion | hub7 | 104.0534 | 92267.7852 | 5611.1236 | 69433.0295 |  |  | 22834.7557 | 0 | 0 | 0 |  |  | 20 |  | 100816.5426 | 100816.5426
Solution 2 | stage0 | Pump SH | Conversion | hub8 | 100.9653 | 92111.8452 | 5601.6404 | 69315.682 |  |  | 22796.1631 | 0 | 0 | 0 |  |  | 20 |  | 97713.9952 | 97713.9952
Solution 2 | stage0 | Pump SH | Conversion | hub9 | 674.3585 | 121066.6146 | 7362.4802 | 91104.6234 |  |  | 29961.9912 | 0 | 0 | 0 |  |  | 20 |  | 577006.5759 | 577006.5759
Solution 2 | stage0 | Gas Boiler (Linearized cost) | Conversion | hub1 | 2304.5377 | 1381963.5374 | 84041.9896 | 925435.3491 |  |  | 456528.1883 | 0 | 0 | 0 |  |  | 20 |  | 854446.7926 | 769002.1133
Solution 2 | stage0 | Gas Boiler (Linearized cost) | Conversion | hub10 | 135.9123 | 193458.2566 | 11764.8667 | 129549.8068 |  |  | 63908.4498 | 0 | 0 | 0 |  |  | 20 |  | 57652.0033 | 51886.8029
Solution 2 | stage0 | Gas Boiler (Linearized cost) | Conversion | hub11 | 218.5355 | 238739.5099 | 14518.5766 | 159872.5116 |  |  | 78866.9983 | 0 | 0 | 0 |  |  | 20 |  | 397811.7476 | 358030.5729
Solution 2 | stage0 | Gas Boiler (Linearized cost) | Conversion | hub12 | 2153.8699 | 1299390.726 | 79020.4509 | 870140.2588 |  |  | 429250.4672 | 0 | 0 | 0 |  |  | 20 |  | 8161929.8355 | 7345736.852
Solution 2 | stage0 | Gas Boiler (Linearized cost) | Conversion | hub13 | 140.401 | 195918.255 | 11914.4677 | 131197.1509 |  |  | 64721.1041 | 0 | 0 | 0 |  |  | 20 |  | 80283.9708 | 72255.5737
Solution 2 | stage0 | Gas Boiler (Linearized cost) | Conversion | hub14 | 142.1925 | 196900.1025 | 11974.1773 | 131854.6475 |  |  | 65045.455 | 0 | 0 | 0 |  |  | 20 |  | 148531.3693 | 133678.2324
Solution 2 | stage0 | Gas Boiler (Linearized cost) | Conversion | hub2 | 279.8181 | 272325.1695 | 16561.0368 | 182363.2328 |  |  | 89961.9367 | 0 | 0 | 0 |  |  | 20 |  | 94517.3465 | 85065.6118
Solution 2 | stage0 | Gas Boiler (Linearized cost) | Conversion | hub3 | 58.7399 | 151164.3052 | 9192.825 | 101227.5561 |  |  | 49936.7491 | 0 | 0 | 0 |  |  | 20 |  | 49359.818 | 44423.8362
Solution 2 | stage0 | Gas Boiler (Linearized cost) | Conversion | hub4 | 273.5294 | 268878.6663 | 16351.443 | 180055.2733 |  |  | 88823.393 | 0 | 0 | 0 |  |  | 20 |  | 292725.0984 | 263452.5886
Solution 2 | stage0 | Gas Boiler (Linearized cost) | Conversion | hub5 | 136.167 | 193597.8323 | 11773.3548 | 129643.274 |  |  | 63954.5583 | 0 | 0 | 0 |  |  | 20 |  | 129239.5721 | 116315.6149
Solution 2 | stage0 | Gas Boiler (Linearized cost) | Conversion | hub6 | 115.1239 | 182065.2645 | 11072.0194 | 121920.461 |  |  | 60144.8035 | 0 | 0 | 0 |  |  | 20 |  | 72420.3579 | 65178.3221
Solution 2 | stage0 | Gas Boiler (Linearized cost) | Conversion | hub7 | 104.0534 | 175998.1467 | 10703.0569 | 117857.6004 |  |  | 58140.5463 | 0 | 0 | 0 |  |  | 20 |  | 112018.3806 | 100816.5426
Solution 2 | stage0 | Gas Boiler (Linearized cost) | Conversion | hub8 | 100.9653 | 174305.7331 | 10600.1354 | 116724.2713 |  |  | 57581.4617 | 0 | 0 | 0 |  |  | 20 |  | 108571.1058 | 97713.9952
Solution 2 | stage0 | Gas Boiler (Linearized cost) | Conversion | hub9 | 674.3585 | 488551.2553 | 29710.4941 | 327159.5735 |  |  | 161391.6818 | 0 | 0 | 0 |  |  | 20 |  | 641118.4177 | 577006.5759
Solution 2 | stage0 | rooftop to pv | Conversion | plant | 3155.0573 | 11355169.1163 | 690547.1665 | 11042700.3981 |  |  | 1815831.5117 | 0 | 1503362.7935 | 0 |  |  | 25 |  | 4165749.6789 | 4165749.6789
Solution 2 | stage0 | battery | Storage | plant | 0 | 0 | 0 | 0 |  |  | 0 | 0 | 0 | 0 |  |  | 15 |  | 1.1704e-06 | 1.1726e-06
Solution 2 | stage0 | pv_loop | Network | hub1_to_hub2_pv_loop | 2586.3096 | 0 | 0 | 0 |  |  | 0 | 0 | 0 | 0 |  |  | 20 | 528 | 3273555.5705 | 4.5788e-08
Solution 2 | stage0 | pv_loop | Network | hub7_to_hub8_pv_loop | 2261.5044 | 0 | 0 | 0 |  |  | 0 | 0 | 0 | 0 |  |  | 20 | 199 | 2646037.4444 | 3.3623e-09
Solution 2 | stage0 | pv_loop | Network | hub13_to_hub14_pv_loop | 24.8367 | 0 | 0 | 0 |  |  | 0 | 0 | 0 | 0 |  |  | 20 | 423 | 33413.186 | 1.0462e-06
Solution 2 | stage0 | pv_loop | Network | plant_to_hub1_pv_loop | 3155.0573 | 0 | 0 | 0 |  |  | 0 | 0 | 0 | 0 |  |  | 20 | 104 | 4066245.4762 | 8.0886e-07
Solution 2 | stage0 | pv_loop | Network | hub6_to_hub7_pv_loop | 2313.5961 | 0 | 0 | 0 |  |  | 0 | 0 | 0 | 0 |  |  | 20 | 161 | 2701148.0936 | 3.3623e-09
Solution 2 | stage0 | pv_loop | Network | hub5_to_hub6_pv_loop | 2315.6625 | 0 | 0 | 0 |  |  | 0 | 0 | 0 | 0 |  |  | 20 | 350 | 2756856.4836 | 8.5367e-07
Solution 2 | stage0 | pv_loop | Network | hub2_to_hub3_pv_loop | 2561.1198 | 0 | 0 | 0 |  |  | 0 | 0 | 0 | 0 |  |  | 20 | 121 | 3192760.0209 | 1.6562e-08
Solution 2 | stage0 | pv_loop | Network | hub3_to_hub4_pv_loop | 2525.0008 | 0 | 0 | 0 |  |  | 0 | 0 | 0 | 0 |  |  | 20 | 499 | 3110680.6468 | 1.2386e-08
Solution 2 | stage0 | pv_loop | Network | hub11_to_hub12_pv_loop | 1829.8121 | 0 | 0 | 0 |  |  | 0 | 0 | 0 | 0 |  |  | 20 | 653 | 1971540.3861 | 6.0327e-08
Solution 2 | stage0 | pv_loop | Network | hub4_to_hub5_pv_loop | 2389.0633 | 0 | 0 | 0 |  |  | 0 | 0 | 0 | 0 |  |  | 20 | 132 | 2907911.3689 | 1.1701e-08
Solution 2 | stage0 | pv_loop | Network | hub12_to_hub13_pv_loop | 24.8367 | 0 | 0 | 0 |  |  | 0 | 0 | 0 | 0 |  |  | 20 | 316 | 59228.2423 | 2.0881e-06
Solution 2 | stage0 | pv_loop | Network | hub8_to_hub9_pv_loop | 2205.2057 | 0 | 0 | 0 |  |  | 0 | 0 | 0 | 0 |  |  | 20 | 1395 | 2570875.0972 | 5.8445e-08
Solution 2 | stage0 | pv_loop | Network | hub9_to_hub10_pv_loop | 1929.6146 | 0 | 0 | 0 |  |  | 0 | 0 | 0 | 0 |  |  | 20 | 837 | 2154453.0467 | 7.5555e-07
Solution 2 | stage0 | pv_loop | Network | hub10_to_hub11_pv_loop | 1928.7819 | 0 | 0 | 0 |  |  | 0 | 0 | 0 | 0 |  |  | 20 | 159 | 2111719.1386 | 4.3237e-08
Solution 3 | stage0 | Gas | Import | hub10 | 151.0136 | 53088.7731 | 3228.5122 |  | 53088.7731 |  | 0 |  |  |  | 230608.0131 |  |  |  | 57652.0033
Solution 3 | stage0 | Gas | Import | hub8 | 136.8335 | 267710.0954 | 16280.3782 |  | 267710.0954 |  | 0 |  |  |  | 1162884.1575 |  |  |  | 290721.0394
Solution 3 | stage0 | Gas | Import | hub11 | 277.6852 | 527789.775 | 32096.7244 |  | 527789.775 |  | 0 |  |  |  | 2292623.1714 |  |  |  | 573155.7928
Solution 3 | stage0 | Gas | Import | hub7 | 139.2196 | 270884.514 | 16473.4256 |  | 270884.514 |  | 0 |  |  |  | 1176673.2568 |  |  |  | 294168.3142
Solution 3 | stage0 | Gas | Import | hub14 | 157.9917 | 136774.9205 | 8317.7567 |  | 136774.9205 |  | 0 |  |  |  | 594125.4773 |  |  |  | 148531.3693
Solution 3 | stage0 | Gas | Import | hub2 | 310.909 | 87036.177 | 5292.9714 |  | 87036.177 |  | 0 |  |  |  | 378069.386 |  |  |  | 94517.3465
Solution 3 | stage0 | Gas | Import | hub3 | 65.2666 | 45452.925 | 2764.1498 |  | 45452.925 |  | 0 |  |  |  | 197439.272 |  |  |  | 49359.818
Solution 3 | stage0 | Gas | Import | hub4 | 361.1226 | 632977.4224 | 38493.5496 |  | 632977.4224 |  | 0 |  |  |  | 2749539.2564 |  |  |  | 687384.8141
Solution 3 | stage0 | Gas | Import | hub6 | 127.9154 | 66688.1935 | 4055.54 |  | 66688.1935 |  | 0 |  |  |  | 289681.4316 |  |  |  | 72420.3579
Solution 3 | stage0 | Gas | Import | hub1 | 2560.5975 | 786816.2305 | 47849.0204 |  | 786816.2305 |  | 0 |  |  |  | 3417787.1703 |  |  |  | 854446.7926
Solution 3 | stage0 | Gas | Import | hub13 | 156.0011 | 73929.3913 | 4495.9024 |  | 73929.3913 |  | 0 |  |  |  | 321135.883 |  |  |  | 80283.9708
Solution 3 | stage0 | Gas | Import | hub5 | 178.7647 | 330856.7297 | 20120.5438 |  | 330856.7297 |  | 0 |  |  |  | 1437181.6978 |  |  |  | 359295.4245
Solution 3 | stage0 | Gas | Import | hub9 | 802.6263 | 864606.1649 | 52579.6957 |  | 864606.1649 |  | 0 |  |  |  | 3755692.5532 |  |  |  | 938923.1383
Solution 3 | stage0 | Gas | Import | hub12 | 2959.9928 | 11031802.6586 | 670882.1321 |  | 11031802.6586 |  | 0 |  |  |  | 47920152.2919 |  |  |  | 11980038.073
Solution 3 | stage0 | Electricity | Import | hub10 | 26.5335 | 62344.1337 | 3791.3627 |  | 62344.1337 |  | 0 |  |  |  | 139573.4817 |  |  |  | 28113.531
Solution 3 | stage0 | Electricity | Import | hub8 | 184.5393 | 609338.6728 | 37055.9953 |  | 609338.6728 |  | 0 |  |  |  | 1221149.2008 |  |  |  | 230952.4229
Solution 3 | stage0 | Electricity | Import | hub11 | 200.9666 | 808772.6595 | 49184.2669 |  | 808772.6595 |  | 0 |  |  |  | 1723773.2665 |  |  |  | 345146.6131
Solution 3 | stage0 | Electricity | Import | hub7 | 185.4052 | 610884.7738 | 37150.0191 |  | 610884.7738 |  | 0 |  |  |  | 1224220.5438 |  |  |  | 235428.1457
Solution 3 | stage0 | Electricity | Import | hub14 | 56.3694 | 111542.7741 | 6783.3025 |  | 111542.7741 |  | 0 |  |  |  | 234776.1071 |  |  |  | 48411.2767
Solution 3 | stage0 | Electricity | Import | hub2 | 255.3751 | 559011.6081 | 33995.4322 |  | 559011.6081 |  | 0 |  |  |  | 996233.994 |  |  |  | 232725.9673
Solution 3 | stage0 | Electricity | Import | hub3 | 109.9199 | 525344.3975 | 31948.0125 |  | 525344.3975 |  | 0 |  |  |  | 1076836.8035 |  |  |  | 233170.4162
Solution 3 | stage0 | Electricity | Import | hub4 | 503.1365 | 1636697.3765 | 99533.2367 |  | 1636697.3765 |  | 0 |  |  |  | 3250590.6527 |  |  |  | 629245.5657
Solution 3 | stage0 | Electricity | Import | hub6 | 15.6083 | 11874.3303 | 722.1192 |  | 11874.3303 |  | 0 |  |  |  | 21890.4967 |  |  |  | 4929.3635
Solution 3 | stage0 | Electricity | Import | hub1 | 2288.5617 | 4869275.3238 | 296117.4988 |  | 4869275.3238 |  | 0 |  |  |  | 7991941.7793 |  |  |  | 1961973.6473
Solution 3 | stage0 | Electricity | Import | hub13 | 125.5098 | 144340.8381 | 8777.8663 |  | 144340.8381 |  | 0 |  |  |  | 299504.6576 |  |  |  | 66031.0083
Solution 3 | stage0 | Electricity | Import | hub5 | 295.6951 | 811635.32 | 49358.3552 |  | 811635.32 |  | 0 |  |  |  | 1698761.3237 |  |  |  | 321955.969
Solution 3 | stage0 | Electricity | Import | hub9 | 831.6222 | 4035410.2857 | 245407.2775 |  | 4035410.2857 |  | 0 |  |  |  | 7854315.389 |  |  |  | 1631699.8946
Solution 3 | stage0 | Electricity | Import | hub12 | 3368.8502 | 18095598.9021 | 1100456.0495 |  | 18095598.9021 |  | 0 |  |  |  | 36258436.7336 |  |  |  | 7654356.8619
Solution 3 | stage0 | Heat ambient out | Export | hub10 | 58.8696 | 0 | 0 |  |  | 0 | 0 |  |  |  |  | 0 |  |  |  | 55921.1357
Solution 3 | stage0 | Heat ambient out | Export | hub8 | 361.0619 | 0 | 0 |  |  | 0 | 0 |  |  |  |  | 0 |  |  |  | 416292.1168
Solution 3 | stage0 | Heat ambient out | Export | hub11 | 362.908 | 0 | 0 |  |  | 0 | 0 |  |  |  |  | 0 |  |  |  | 796501.4294
Solution 3 | stage0 | Heat ambient out | Export | hub7 | 357.26 | 0 | 0 |  |  | 0 | 0 |  |  |  |  | 0 |  |  |  | 394807.4796
Solution 3 | stage0 | Heat ambient out | Export | hub14 | 151.1731 | 0 | 0 |  |  | 0 | 0 |  |  |  |  | 0 |  |  |  | 71332.2126
Solution 3 | stage0 | Heat ambient out | Export | hub2 | 476.3534 | 0 | 0 |  |  | 0 | 0 |  |  |  |  | 0 |  |  |  | 313075.2123
Solution 3 | stage0 | Heat ambient out | Export | hub3 | 143.8747 | 0 | 0 |  |  | 0 | 0 |  |  |  |  | 0 |  |  |  | 179947.2001
Solution 3 | stage0 | Heat ambient out | Export | hub4 | 1010.8115 | 0 | 0 |  |  | 0 | 0 |  |  |  |  | 0 |  |  |  | 1096167.2972
Solution 3 | stage0 | Heat ambient out | Export | hub6 | 172.7017 | 0 | 0 |  |  | 0 | 0 |  |  |  |  | 0 |  |  |  | 47644.803
Solution 3 | stage0 | Heat ambient out | Export | hub1 | 3897.0926 | 0 | 0 |  |  | 0 | 0 |  |  |  |  | 0 |  |  |  | 3932226.3037
Solution 3 | stage0 | Heat ambient out | Export | hub13 | 221.6493 | 0 | 0 |  |  | 0 | 0 |  |  |  |  | 0 |  |  |  | 97273.4783
Solution 3 | stage0 | Heat ambient out | Export | hub5 | 514.8336 | 0 | 0 |  |  | 0 | 0 |  |  |  |  | 0 |  |  |  | 570170.4867
Solution 3 | stage0 | Heat ambient out | Export | hub9 | 1467.8142 | 0 | 0 |  |  | 0 | 0 |  |  |  |  | 0 |  |  |  | 2290053.7288
Solution 3 | stage0 | Heat ambient out | Export | hub12 | 6339.2302 | 0 | 0 |  |  | 0 | 0 |  |  |  |  | 0 |  |  |  | 12604141.2499
Solution 3 | stage0 | export_electricity | Export | plant | 2621.4512 | -277075.84 | -16849.9416 |  |  | 277075.84 | 0 |  |  |  |  | 0 |  |  |  | 561664.7191
Solution 3 | stage0 | parking to pv | Conversion | plant | 0.1 | 411.3186 | 25.0137 | 400 |  |  | 65.7749 | 0 | 54.4563 | 0 |  |  | 25 |  | 73.5507 | 73.5507
Solution 3 | stage0 | pv to hub | Conversion | hub1 | 1438.7908 | 0 | 0 | 0 |  |  | 0 | 0 | 0 | 0 |  |  | 1 |  | 1845712.7943 | 1845712.7943
Solution 3 | stage0 | pv to hub | Conversion | hub10 | 27.6891 | 0 | 0 | 0 |  |  | 0 | 0 | 0 | 0 |  |  | 1 |  | 51649.9561 | 51649.9561
Solution 3 | stage0 | pv to hub | Conversion | hub11 | 145.8005 | 0 | 0 | 0 |  |  | 0 | 0 | 0 | 0 |  |  | 1 |  | 264004.1827 | 264004.1827
Solution 3 | stage0 | pv to hub | Conversion | hub12 | 1948.008 | 0 | 0 | 0 |  |  | 0 | 0 | 0 | 0 |  |  | 1 |  | 3386120.072 | 3386120.072
Solution 3 | stage0 | pv to hub | Conversion | hub13 | 43.659 | 0 | 0 | 0 |  |  | 0 | 0 | 0 | 0 |  |  | 1 |  | 44748.7199 | 44748.7199
Solution 3 | stage0 | pv to hub | Conversion | hub14 | 42.8392 | 0 | 0 | 0 |  |  | 0 | 0 | 0 | 0 |  |  | 1 |  | 71646.6482 | 71646.6482
Solution 3 | stage0 | pv to hub | Conversion | hub2 | 128.0685 | 0 | 0 | 0 |  |  | 0 | 0 | 0 | 0 |  |  | 1 |  | 142743.9965 | 142743.9965
Solution 3 | stage0 | pv to hub | Conversion | hub3 | 82.5729 | 0 | 0 | 0 |  |  | 0 | 0 | 0 | 0 |  |  | 1 |  | 236191.1416 | 236191.1416
Solution 3 | stage0 | pv to hub | Conversion | hub4 | 189.3783 | 0 | 0 | 0 |  |  | 0 | 0 | 0 | 0 |  |  | 1 |  | 392987.1687 | 392987.1687
Solution 3 | stage0 | pv to hub | Conversion | hub5 | 93.057 | 0 | 0 | 0 |  |  | 0 | 0 | 0 | 0 |  |  | 1 |  | 256705.5521 | 256705.5521
Solution 3 | stage0 | pv to hub | Conversion | hub6 | 109.0121 | 0 | 0 | 0 |  |  | 0 | 0 | 0 | 0 |  |  | 1 |  | 58212.4609 | 58212.4609
Solution 3 | stage0 | pv to hub | Conversion | hub7 | 68.3591 | 0 | 0 | 0 |  |  | 0 | 0 | 0 | 0 |  |  | 1 |  | 133883.1973 | 133883.1973
Solution 3 | stage0 | pv to hub | Conversion | hub8 | 74.1523 | 0 | 0 | 0 |  |  | 0 | 0 | 0 | 0 |  |  | 1 |  | 148968.865 | 148968.865
Solution 3 | stage0 | pv to hub | Conversion | hub9 | 556.159 | 0 | 0 | 0 |  |  | 0 | 0 | 0 | 0 |  |  | 1 |  | 1098916.1972 | 1098916.1972
Solution 3 | stage0 | Pump DHW gas | Conversion | hub1 | 0 | 0 | 0 | 0 |  |  | 0 | 0 | 0 | 0 |  |  | 20 |  | 0 | 0
Solution 3 | stage0 | Pump DHW gas | Conversion | hub10 | 0 | 0 | 0 | 0 |  |  | 0 | 0 | 0 | 0 |  |  | 20 |  | 0 | 0
Solution 3 | stage0 | Pump DHW gas | Conversion | hub11 | 34.8297 | 8790.9289 | 534.6068 | 6615.3189 |  |  | 2175.61 | 0 | 0 | 0 |  |  | 20 |  | 157809.6407 | 157809.6407
Solution 3 | stage0 | Pump DHW gas | Conversion | hub12 | 554.1475 | 11551.3616 | 702.4783 | 8692.59 |  |  | 2858.7716 | 0 | 0 | 0 |  |  | 20 |  | 3436297.4137 | 3436297.4137
Solution 3 | stage0 | Pump DHW gas | Conversion | hub13 | 0 | 0 | 0 | 0 |  |  | 0 | 0 | 0 | 0 |  |  | 20 |  | 0 | 0
Solution 3 | stage0 | Pump DHW gas | Conversion | hub14 | 0 | 0 | 0 | 0 |  |  | 0 | 0 | 0 | 0 |  |  | 20 |  | 0 | 0
Solution 3 | stage0 | Pump DHW gas | Conversion | hub2 | 0 | 0 | 0 | 0 |  |  | 0 | 0 | 0 | 0 |  |  | 20 |  | 0 | 0
Solution 3 | stage0 | Pump DHW gas | Conversion | hub3 | 0 | 0 | 0 | 0 |  |  | 0 | 0 | 0 | 0 |  |  | 20 |  | 0 | 0
Solution 3 | stage0 | Pump DHW gas | Conversion | hub4 | 94.6748 | 9109.0353 | 553.952 | 6854.6992 |  |  | 2254.3361 | 0 | 0 | 0 |  |  | 20 |  | 355193.7441 | 355193.7441
Solution 3 | stage0 | Pump DHW gas | Conversion | hub5 | 55.1879 | 8899.1428 | 541.1877 | 6696.7517 |  |  | 2202.3911 | 0 | 0 | 0 |  |  | 20 |  | 207050.2671 | 207050.2671
Solution 3 | stage0 | Pump DHW gas | Conversion | hub6 | 0 | 0 | 0 | 0 |  |  | 0 | 0 | 0 | 0 |  |  | 20 |  | 0 | 0
Solution 3 | stage0 | Pump DHW gas | Conversion | hub7 | 43.6957 | 8838.056 | 537.4728 | 6650.7829 |  |  | 2187.2732 | 0 | 0 | 0 |  |  | 20 |  | 163934.9402 | 163934.9402
Solution 3 | stage0 | Pump DHW gas | Conversion | hub8 | 43.6957 | 8838.056 | 537.4728 | 6650.7829 |  |  | 2187.2732 | 0 | 0 | 0 |  |  | 20 |  | 163934.9402 | 163934.9402
Solution 3 | stage0 | Pump DHW gas | Conversion | hub9 | 71.4402 | 8985.5316 | 546.4413 | 6761.7607 |  |  | 2223.7709 | 0 | 0 | 0 |  |  | 20 |  | 268024.2486 | 268024.2486
Solution 3 | stage0 | chiller | Conversion | hub1 | 3507.3833 | 7289604.3848 | 443306.0927 | 5485547.4769 |  |  | 1804056.9079 | 0 | 0 | 0 |  |  | 20 |  | 622855.2981 | 3539003.6733
Solution 3 | stage0 | chiller | Conversion | hub10 | 52.9827 | 110117.0498 | 6696.5992 | 82864.8954 |  |  | 27252.1544 | 0 | 0 | 0 |  |  | 20 |  | 10307.3233 | 50329.0222
Solution 3 | stage0 | chiller | Conversion | hub11 | 326.6172 | 678828.1208 | 41281.8894 | 510829.3521 |  |  | 167998.7686 | 0 | 0 | 0 |  |  | 20 |  | 125166.3525 | 716851.2865
Solution 3 | stage0 | chiller | Conversion | hub12 | 5705.3072 | 11857680.9795 | 721106.6535 | 8923100.4242 |  |  | 2934580.5552 | 0 | 0 | 0 |  |  | 20 |  | 2026415.818 | 11343727.1249
Solution 3 | stage0 | chiller | Conversion | hub13 | 199.4844 | 414600.3315 | 25213.2823 | 311993.5846 |  |  | 102606.7469 | 0 | 0 | 0 |  |  | 20 |  | 18231.8855 | 87546.1305
Solution 3 | stage0 | chiller | Conversion | hub14 | 136.0558 | 282772.9276 | 17196.4012 | 212791.2899 |  |  | 69981.6378 | 0 | 0 | 0 |  |  | 20 |  | 13024.3278 | 64198.9914
Solution 3 | stage0 | chiller | Conversion | hub2 | 428.7181 | 891030.3589 | 54186.6425 | 670515.0347 |  |  | 220515.3242 | 0 | 0 | 0 |  |  | 20 |  | 53570.0411 | 281767.6911
Solution 3 | stage0 | chiller | Conversion | hub3 | 129.4872 | 269121.0507 | 16366.1833 | 202518.0274 |  |  | 66603.0233 | 0 | 0 | 0 |  |  | 20 |  | 30427.9358 | 161952.4801
Solution 3 | stage0 | chiller | Conversion | hub4 | 909.7304 | 1890747.0261 | 114982.8759 | 1422818.3083 |  |  | 467928.7179 | 0 | 0 | 0 |  |  | 20 |  | 174758.5901 | 986550.5674
Solution 3 | stage0 | chiller | Conversion | hub5 | 463.3502 | 963008.4192 | 58563.8777 | 724679.7117 |  |  | 238328.7075 | 0 | 0 | 0 |  |  | 20 |  | 90843.6705 | 513153.438
Solution 3 | stage0 | chiller | Conversion | hub6 | 155.4315 | 323042.6559 | 19645.3429 | 243094.9243 |  |  | 79947.7316 | 0 | 0 | 0 |  |  | 20 |  | 9073.9701 | 42880.3227
Solution 3 | stage0 | chiller | Conversion | hub7 | 321.534 | 668263.3961 | 40639.4119 | 502879.2227 |  |  | 165384.1735 | 0 | 0 | 0 |  |  | 20 |  | 62899.8776 | 355326.7316
Solution 3 | stage0 | chiller | Conversion | hub8 | 324.9557 | 675374.843 | 41071.8836 | 508230.7037 |  |  | 167144.1393 | 0 | 0 | 0 |  |  | 20 |  | 64967.5078 | 374662.9051
Solution 3 | stage0 | chiller | Conversion | hub9 | 1321.0328 | 2745581.4519 | 166968.3183 | 2066095.3066 |  |  | 679486.1454 | 0 | 0 | 0 |  |  | 20 |  | 367009.4268 | 2061048.3559
Solution 3 | stage0 | cooling tower chiller | Conversion | hub1 | 3897.0926 | 0 | 0 | 0 |  |  | 0 | 0 | 0 | 0 |  |  | 1 |  | 3932226.3037 | 3932226.3037
Solution 3 | stage0 | cooling tower chiller | Conversion | hub10 | 58.8696 | 0 | 0 | 0 |  |  | 0 | 0 | 0 | 0 |  |  | 1 |  | 55921.1357 | 55921.1357
Solution 3 | stage0 | cooling tower chiller | Conversion | hub11 | 362.908 | 0 | 0 | 0 |  |  | 0 | 0 | 0 | 0 |  |  | 1 |  | 796501.4294 | 796501.4294
Solution 3 | stage0 | cooling tower chiller | Conversion | hub12 | 6339.2302 | 0 | 0 | 0 |  |  | 0 | 0 | 0 | 0 |  |  | 1 |  | 12604141.2499 | 12604141.2499
Solution 3 | stage0 | cooling tower chiller | Conversion | hub13 | 221.6493 | 0 | 0 | 0 |  |  | 0 | 0 | 0 | 0 |  |  | 1 |  | 97273.4783 | 97273.4783
Solution 3 | stage0 | cooling tower chiller | Conversion | hub14 | 151.1731 | 0 | 0 | 0 |  |  | 0 | 0 | 0 | 0 |  |  | 1 |  | 71332.2126 | 71332.2126
Solution 3 | stage0 | cooling tower chiller | Conversion | hub2 | 476.3534 | 0 | 0 | 0 |  |  | 0 | 0 | 0 | 0 |  |  | 1 |  | 313075.2123 | 313075.2123
Solution 3 | stage0 | cooling tower chiller | Conversion | hub3 | 143.8747 | 0 | 0 | 0 |  |  | 0 | 0 | 0 | 0 |  |  | 1 |  | 179947.2001 | 179947.2001
Solution 3 | stage0 | cooling tower chiller | Conversion | hub4 | 1010.8115 | 0 | 0 | 0 |  |  | 0 | 0 | 0 | 0 |  |  | 1 |  | 1096167.2972 | 1096167.2972
Solution 3 | stage0 | cooling tower chiller | Conversion | hub5 | 514.8336 | 0 | 0 | 0 |  |  | 0 | 0 | 0 | 0 |  |  | 1 |  | 570170.4867 | 570170.4867
Solution 3 | stage0 | cooling tower chiller | Conversion | hub6 | 172.7017 | 0 | 0 | 0 |  |  | 0 | 0 | 0 | 0 |  |  | 1 |  | 47644.803 | 47644.803
Solution 3 | stage0 | cooling tower chiller | Conversion | hub7 | 357.26 | 0 | 0 | 0 |  |  | 0 | 0 | 0 | 0 |  |  | 1 |  | 394807.4796 | 394807.4796
Solution 3 | stage0 | cooling tower chiller | Conversion | hub8 | 361.0619 | 0 | 0 | 0 |  |  | 0 | 0 | 0 | 0 |  |  | 1 |  | 416292.1168 | 416292.1168
Solution 3 | stage0 | cooling tower chiller | Conversion | hub9 | 1467.8142 | 0 | 0 | 0 |  |  | 0 | 0 | 0 | 0 |  |  | 1 |  | 2290053.7288 | 2290053.7288
Solution 3 | stage0 | Pump cooling | Conversion | hub1 | 2746.524 | 171158.67 | 10408.7516 | 128799.7209 |  |  | 42358.9491 | 0 | 0 | 0 |  |  | 20 |  | 2915756.1625 | 2915756.1625
Solution 3 | stage0 | Pump cooling | Conversion | hub10 | 43.5653 | 63401.8789 | 3855.6879 | 47710.9591 |  |  | 15690.9198 | 0 | 0 | 0 |  |  | 20 |  | 40014.3655 | 40014.3655
Solution 3 | stage0 | Pump cooling | Conversion | hub11 | 266.7618 | 72299.8815 | 4396.8062 | 54406.8527 |  |  | 17893.0287 | 0 | 0 | 0 |  |  | 20 |  | 591621.0593 | 591621.0593
Solution 3 | stage0 | Pump cooling | Conversion | hub12 | 4679.9342 | 248236.4561 | 15096.1187 | 186802.0256 |  |  | 61434.4304 | 0 | 0 | 0 |  |  | 20 |  | 9316281.2408 | 9316281.2408
Solution 3 | stage0 | Pump cooling | Conversion | hub13 | 151.9881 | 67724.2879 | 4118.5485 | 50963.6432 |  |  | 16760.6448 | 0 | 0 | 0 |  |  | 20 |  | 69299.9208 | 69299.9208
Solution 3 | stage0 | Pump cooling | Conversion | hub14 | 103.6616 | 65797.6909 | 4001.3855 | 49513.8471 |  |  | 16283.8437 | 0 | 0 | 0 |  |  | 20 |  | 51168.1813 | 51168.1813
Solution 3 | stage0 | Pump cooling | Conversion | hub2 | 326.6423 | 74687.0943 | 4541.9809 | 56203.2698 |  |  | 18483.8245 | 0 | 0 | 0 |  |  | 20 |  | 228164.2857 | 228164.2857
Solution 3 | stage0 | Pump cooling | Conversion | hub3 | 100.4378 | 65669.1709 | 3993.5697 | 49417.1337 |  |  | 16252.0372 | 0 | 0 | 0 |  |  | 20 |  | 131507.1928 | 131507.1928
Solution 3 | stage0 | Pump cooling | Conversion | hub4 | 748.031 | 91486.2748 | 5563.5973 | 68844.9301 |  |  | 22641.3448 | 0 | 0 | 0 |  |  | 20 |  | 811707.9696 | 811707.9696
Solution 3 | stage0 | Pump cooling | Conversion | hub5 | 380.9923 | 76853.8252 | 4673.7473 | 57833.7705 |  |  | 19020.0547 | 0 | 0 | 0 |  |  | 20 |  | 422265.8725 | 422265.8725
Solution 3 | stage0 | Pump cooling | Conversion | hub6 | 127.8045 | 66760.1774 | 4059.9176 | 50238.1341 |  |  | 16522.0433 | 0 | 0 | 0 |  |  | 20 |  | 33799.1386 | 33799.1386
Solution 3 | stage0 | Pump cooling | Conversion | hub7 | 264.3832 | 72205.0571 | 4391.0396 | 54335.4958 |  |  | 17869.5612 | 0 | 0 | 0 |  |  | 20 |  | 292396.6082 | 292396.6082
Solution 3 | stage0 | Pump cooling | Conversion | hub8 | 267.1967 | 72317.22 | 4397.8606 | 54419.9003 |  |  | 17897.3197 | 0 | 0 | 0 |  |  | 20 |  | 309665.1621 | 309665.1621
Solution 3 | stage0 | Pump cooling | Conversion | hub9 | 1086.2268 | 104968.8674 | 6383.5204 | 78990.8032 |  |  | 25978.0642 | 0 | 0 | 0 |  |  | 20 |  | 1693852.2018 | 1693852.2018
Solution 3 | stage0 | Pump SH | Conversion | hub1 | 2304.5377 | 203386.154 | 12368.6165 | 153051.434 |  |  | 50334.7201 | 0 | 0 | 0 |  |  | 20 |  | 769002.1133 | 769002.1133
Solution 3 | stage0 | Pump SH | Conversion | hub10 | 135.9123 | 93876.5701 | 5708.9594 | 70643.6666 |  |  | 23232.9034 | 0 | 0 | 0 |  |  | 20 |  | 51886.8029 | 51886.8029
Solution 3 | stage0 | Pump SH | Conversion | hub11 | 218.5355 | 98048.8117 | 5962.6879 | 73783.3473 |  |  | 24265.4645 | 0 | 0 | 0 |  |  | 20 |  | 358030.5729 | 358030.5729
Solution 3 | stage0 | Pump SH | Conversion | hub12 | 2153.8699 | 195777.846 | 11905.929 | 147326.0568 |  |  | 48451.7893 | 0 | 0 | 0 |  |  | 20 |  | 7345736.852 | 7345736.852
Solution 3 | stage0 | Pump SH | Conversion | hub13 | 140.401 | 94103.2358 | 5722.7437 | 70814.2363 |  |  | 23288.9995 | 0 | 0 | 0 |  |  | 20 |  | 72255.5737 | 72255.5737
Solution 3 | stage0 | Pump SH | Conversion | hub14 | 142.1925 | 94193.7038 | 5728.2454 | 70882.315 |  |  | 23311.3888 | 0 | 0 | 0 |  |  | 20 |  | 133678.2324 | 133678.2324
Solution 3 | stage0 | Pump SH | Conversion | hub2 | 279.8181 | 101143.4144 | 6150.8814 | 76112.0868 |  |  | 25031.3276 | 0 | 0 | 0 |  |  | 20 |  | 85065.6118 | 85065.6118
Solution 3 | stage0 | Pump SH | Conversion | hub3 | 58.7399 | 89979.5802 | 5471.9699 | 67711.1175 |  |  | 22268.4627 | 0 | 0 | 0 |  |  | 20 |  | 44423.8362 | 44423.8362
Solution 3 | stage0 | Pump SH | Conversion | hub4 | 273.5294 | 100825.8515 | 6131.5693 | 75873.1155 |  |  | 24952.736 | 0 | 0 | 0 |  |  | 20 |  | 263452.5886 | 263452.5886
Solution 3 | stage0 | Pump SH | Conversion | hub5 | 136.167 | 93889.4307 | 5709.7415 | 70653.3444 |  |  | 23236.0862 | 0 | 0 | 0 |  |  | 20 |  | 116315.6149 | 116315.6149
Solution 3 | stage0 | Pump SH | Conversion | hub6 | 115.1239 | 92826.813 | 5645.12 | 69853.7071 |  |  | 22973.1059 | 0 | 0 | 0 |  |  | 20 |  | 65178.3221 | 65178.3221
Solution 3 | stage0 | Pump SH | Conversion | hub7 | 104.0534 | 92267.7852 | 5611.1236 | 69433.0295 |  |  | 22834.7557 | 0 | 0 | 0 |  |  | 20 |  | 100816.5426 | 100816.5426
Solution 3 | stage0 | Pump SH | Conversion | hub8 | 100.9653 | 92111.8452 | 5601.6404 | 69315.682 |  |  | 22796.1631 | 0 | 0 | 0 |  |  | 20 |  | 97713.9952 | 97713.9952
Solution 3 | stage0 | Pump SH | Conversion | hub9 | 674.3585 | 121066.6146 | 7362.4802 | 91104.6234 |  |  | 29961.9912 | 0 | 0 | 0 |  |  | 20 |  | 577006.5759 | 577006.5759
Solution 3 | stage0 | Gas Boiler (Linearized cost) | Conversion | hub1 | 2304.5377 | 1381963.5374 | 84041.9896 | 925435.3491 |  |  | 456528.1883 | 0 | 0 | 0 |  |  | 20 |  | 854446.7926 | 769002.1133
Solution 3 | stage0 | Gas Boiler (Linearized cost) | Conversion | hub10 | 135.9123 | 193458.2566 | 11764.8667 | 129549.8068 |  |  | 63908.4498 | 0 | 0 | 0 |  |  | 20 |  | 57652.0033 | 51886.8029
Solution 3 | stage0 | Gas Boiler (Linearized cost) | Conversion | hub11 | 218.5355 | 238739.5099 | 14518.5766 | 159872.5116 |  |  | 78866.9983 | 0 | 0 | 0 |  |  | 20 |  | 397811.7476 | 358030.5729
Solution 3 | stage0 | Gas Boiler (Linearized cost) | Conversion | hub12 | 2153.8699 | 1299390.726 | 79020.4509 | 870140.2588 |  |  | 429250.4672 | 0 | 0 | 0 |  |  | 20 |  | 8161929.8355 | 7345736.852
Solution 3 | stage0 | Gas Boiler (Linearized cost) | Conversion | hub13 | 140.401 | 195918.255 | 11914.4677 | 131197.1509 |  |  | 64721.1041 | 0 | 0 | 0 |  |  | 20 |  | 80283.9708 | 72255.5737
Solution 3 | stage0 | Gas Boiler (Linearized cost) | Conversion | hub14 | 142.1925 | 196900.1025 | 11974.1773 | 131854.6475 |  |  | 65045.455 | 0 | 0 | 0 |  |  | 20 |  | 148531.3693 | 133678.2324
Solution 3 | stage0 | Gas Boiler (Linearized cost) | Conversion | hub2 | 279.8181 | 272325.1695 | 16561.0368 | 182363.2328 |  |  | 89961.9367 | 0 | 0 | 0 |  |  | 20 |  | 94517.3465 | 85065.6118
Solution 3 | stage0 | Gas Boiler (Linearized cost) | Conversion | hub3 | 58.7399 | 151164.3052 | 9192.825 | 101227.5561 |  |  | 49936.7491 | 0 | 0 | 0 |  |  | 20 |  | 49359.818 | 44423.8362
Solution 3 | stage0 | Gas Boiler (Linearized cost) | Conversion | hub4 | 273.5294 | 268878.6663 | 16351.443 | 180055.2733 |  |  | 88823.393 | 0 | 0 | 0 |  |  | 20 |  | 292725.0984 | 263452.5886
Solution 3 | stage0 | Gas Boiler (Linearized cost) | Conversion | hub5 | 136.167 | 193597.8323 | 11773.3548 | 129643.274 |  |  | 63954.5583 | 0 | 0 | 0 |  |  | 20 |  | 129239.5721 | 116315.6149
Solution 3 | stage0 | Gas Boiler (Linearized cost) | Conversion | hub6 | 115.1239 | 182065.2645 | 11072.0194 | 121920.461 |  |  | 60144.8035 | 0 | 0 | 0 |  |  | 20 |  | 72420.3579 | 65178.3221
Solution 3 | stage0 | Gas Boiler (Linearized cost) | Conversion | hub7 | 104.0534 | 175998.1467 | 10703.0569 | 117857.6004 |  |  | 58140.5463 | 0 | 0 | 0 |  |  | 20 |  | 112018.3806 | 100816.5426
Solution 3 | stage0 | Gas Boiler (Linearized cost) | Conversion | hub8 | 100.9653 | 174305.7331 | 10600.1354 | 116724.2713 |  |  | 57581.4617 | 0 | 0 | 0 |  |  | 20 |  | 108571.1058 | 97713.9952
Solution 3 | stage0 | Gas Boiler (Linearized cost) | Conversion | hub9 | 674.3585 | 488551.2553 | 29710.4941 | 327159.5735 |  |  | 161391.6818 | 0 | 0 | 0 |  |  | 20 |  | 641118.4177 | 577006.5759
Solution 3 | stage0 | rooftop to pv | Conversion | plant | 6584.7276 | 23698681.007 | 1441198.8805 | 23046546.6 |  |  | 3789711.2159 | 0 | 3137576.809 | 0 |  |  | 25 |  | 8694082.1209 | 8694082.1209
Solution 3 | stage0 | battery | Storage | plant | 4794.6025 | 4702420.5261 | 285970.4806 | 3629514.0943 |  |  | 0 | 2719990.4032 | 1647083.9713 | 0 |  |  | 15 |  | 1791424.0687 | 1791424.0687
Solution 3 | stage0 | pv_loop | Network | hub1_to_hub2_pv_loop | 3265.0745 | 0 | 0 | 0 |  |  | 0 | 0 | 0 | 0 |  |  | 20 | 528 | 6286778.1581 | 6.0444e-07
Solution 3 | stage0 | pv_loop | Network | hub7_to_hub8_pv_loop | 2699.2283 | 0 | 0 | 0 |  |  | 0 | 0 | 0 | 0 |  |  | 20 | 199 | 5066054.6411 | 4.1972e-07
Solution 3 | stage0 | pv_loop | Network | hub13_to_hub14_pv_loop | 42.8392 | 0 | 0 | 0 |  |  | 0 | 0 | 0 | 0 |  |  | 20 | 423 | 71646.6482 | 8.3735e-07
Solution 3 | stage0 | pv_loop | Network | plant_to_hub1_pv_loop | 4703.8653 | 0 | 0 | 0 |  |  | 0 | 0 | 0 | 0 |  |  | 20 | 104 | 8132490.9524 | 1.2739e-06
Solution 3 | stage0 | pv_loop | Network | hub6_to_hub7_pv_loop | 2759.4121 | 0 | 0 | 0 |  |  | 0 | 0 | 0 | 0 |  |  | 20 | 161 | 5199937.8384 | 4.1972e-07
Solution 3 | stage0 | pv_loop | Network | hub5_to_hub6_pv_loop | 2796.9726 | 0 | 0 | 0 |  |  | 0 | 0 | 0 | 0 |  |  | 20 | 350 | 5258150.2993 | 1.1605e-06
Solution 3 | stage0 | pv_loop | Network | hub2_to_hub3_pv_loop | 3137.0061 | 0 | 0 | 0 |  |  | 0 | 0 | 0 | 0 |  |  | 20 | 121 | 6144034.1617 | 5.7127e-07
Solution 3 | stage0 | pv_loop | Network | hub3_to_hub4_pv_loop | 3058.5 | 0 | 0 | 0 |  |  | 0 | 0 | 0 | 0 |  |  | 20 | 499 | 5907843.0201 | 4.9512e-07
Solution 3 | stage0 | pv_loop | Network | hub11_to_hub12_pv_loop | 1948.5853 | 0 | 0 | 0 |  |  | 0 | 0 | 0 | 0 |  |  | 20 | 653 | 3502515.4401 | 5.0687e-07
Solution 3 | stage0 | pv_loop | Network | hub4_to_hub5_pv_loop | 2883.2129 | 0 | 0 | 0 |  |  | 0 | 0 | 0 | 0 |  |  | 20 | 132 | 5514855.8514 | 4.9512e-07
Solution 3 | stage0 | pv_loop | Network | hub12_to_hub13_pv_loop | 63.9884 | 0 | 0 | 0 |  |  | 0 | 0 | 0 | 0 |  |  | 20 | 316 | 116395.3681 | 2.0336e-06
Solution 3 | stage0 | pv_loop | Network | hub8_to_hub9_pv_loop | 2636.2741 | 0 | 0 | 0 |  |  | 0 | 0 | 0 | 0 |  |  | 20 | 1395 | 4917085.7761 | 4.6112e-07
Solution 3 | stage0 | pv_loop | Network | hub9_to_hub10_pv_loop | 2080.1151 | 0 | 0 | 0 |  |  | 0 | 0 | 0 | 0 |  |  | 20 | 837 | 3818169.5789 | 9.4421e-07
Solution 3 | stage0 | pv_loop | Network | hub10_to_hub11_pv_loop | 2055.8562 | 0 | 0 | 0 |  |  | 0 | 0 | 0 | 0 |  |  | 20 | 159 | 3766519.6228 | 3.6546e-07
Solution 4 | stage0 | Gas | Import | hub10 | 151.0136 | 53088.7731 | 3228.5122 |  | 53088.7731 |  | 0 |  |  |  | 230608.0131 |  |  |  | 57652.0033
Solution 4 | stage0 | Gas | Import | hub8 | 136.8335 | 267710.0954 | 16280.3782 |  | 267710.0954 |  | 0 |  |  |  | 1162884.1575 |  |  |  | 290721.0394
Solution 4 | stage0 | Gas | Import | hub11 | 277.6852 | 527789.775 | 32096.7244 |  | 527789.775 |  | 0 |  |  |  | 2292623.1714 |  |  |  | 573155.7928
Solution 4 | stage0 | Gas | Import | hub7 | 139.2196 | 270884.514 | 16473.4256 |  | 270884.514 |  | 0 |  |  |  | 1176673.2568 |  |  |  | 294168.3142
Solution 4 | stage0 | Gas | Import | hub14 | 157.9917 | 136774.9205 | 8317.7567 |  | 136774.9205 |  | 0 |  |  |  | 594125.4773 |  |  |  | 148531.3693
Solution 4 | stage0 | Gas | Import | hub2 | 310.909 | 87036.177 | 5292.9714 |  | 87036.177 |  | 0 |  |  |  | 378069.386 |  |  |  | 94517.3465
Solution 4 | stage0 | Gas | Import | hub3 | 65.2666 | 45452.925 | 2764.1498 |  | 45452.925 |  | 0 |  |  |  | 197439.272 |  |  |  | 49359.818
Solution 4 | stage0 | Gas | Import | hub4 | 361.1226 | 632977.4224 | 38493.5496 |  | 632977.4224 |  | 0 |  |  |  | 2749539.2564 |  |  |  | 687384.8141
Solution 4 | stage0 | Gas | Import | hub6 | 127.9154 | 66688.1935 | 4055.54 |  | 66688.1935 |  | 0 |  |  |  | 289681.4316 |  |  |  | 72420.3579
Solution 4 | stage0 | Gas | Import | hub1 | 2560.5975 | 786816.2305 | 47849.0204 |  | 786816.2305 |  | 0 |  |  |  | 3417787.1703 |  |  |  | 854446.7926
Solution 4 | stage0 | Gas | Import | hub13 | 156.0011 | 73929.3913 | 4495.9024 |  | 73929.3913 |  | 0 |  |  |  | 321135.883 |  |  |  | 80283.9708
Solution 4 | stage0 | Gas | Import | hub5 | 178.7647 | 330856.7297 | 20120.5438 |  | 330856.7297 |  | 0 |  |  |  | 1437181.6978 |  |  |  | 359295.4245
Solution 4 | stage0 | Gas | Import | hub9 | 802.6263 | 864606.1649 | 52579.6957 |  | 864606.1649 |  | 0 |  |  |  | 3755692.5532 |  |  |  | 938923.1383
Solution 4 | stage0 | Gas | Import | hub12 | 2959.9928 | 11031802.6586 | 670882.1321 |  | 11031802.6586 |  | 0 |  |  |  | 47920152.2919 |  |  |  | 11980038.073
Solution 4 | stage0 | Electricity | Import | hub10 | 47.081 | 65287.9619 | 3970.3871 |  | 65287.9619 |  | 0 |  |  |  | 144149.4061 |  |  |  | 27927.4089
Solution 4 | stage0 | Electricity | Import | hub8 | 250.1843 | 365298.1725 | 22215.0472 |  | 365298.1725 |  | 0 |  |  |  | 882026.2697 |  |  |  | 160826.2305
Solution 4 | stage0 | Electricity | Import | hub11 | 258.029 | 550740.6131 | 33492.4444 |  | 550740.6131 |  | 0 |  |  |  | 1311871.9957 |  |  |  | 244504.3257
Solution 4 | stage0 | Electricity | Import | hub7 | 247.8552 | 355282.7336 | 21605.9737 |  | 355282.7336 |  | 0 |  |  |  | 864363.5051 |  |  |  | 157521.6831
Solution 4 | stage0 | Electricity | Import | hub14 | 97.5361 | 108000.6956 | 6567.8964 |  | 108000.6956 |  | 0 |  |  |  | 229305.297 |  |  |  | 45840.5002
Solution 4 | stage0 | Electricity | Import | hub2 | 255.3751 | 281276.4657 | 17105.3962 |  | 281276.4657 |  | 0 |  |  |  | 614450.4641 |  |  |  | 125298.2693
Solution 4 | stage0 | Electricity | Import | hub3 | 124.6294 | 390256.0392 | 23732.8215 |  | 390256.0392 |  | 0 |  |  |  | 876691.4419 |  |  |  | 178319.6032
Solution 4 | stage0 | Electricity | Import | hub4 | 655.0279 | 980411.5986 | 59622.2253 |  | 980411.5986 |  | 0 |  |  |  | 2362569.4116 |  |  |  | 430038.355
Solution 4 | stage0 | Electricity | Import | hub6 | 109.6903 | 14427.7486 | 877.4014 |  | 14427.7486 |  | 0 |  |  |  | 27072.5242 |  |  |  | 6535.9353
Solution 4 | stage0 | Electricity | Import | hub1 | 2527.0892 | 2743310.2519 | 166830.1988 |  | 2743310.2519 |  | 0 |  |  |  | 5155834.3267 |  |  |  | 1163531.8375
Solution 4 | stage0 | Electricity | Import | hub13 | 125.5098 | 95666.08 | 5817.7857 |  | 95666.08 |  | 0 |  |  |  | 226707.896 |  |  |  | 44999.5566
Solution 4 | stage0 | Electricity | Import | hub5 | 361.0074 | 565970.5996 | 34418.6326 |  | 565970.5996 |  | 0 |  |  |  | 1367231.8356 |  |  |  | 251457.4426
Solution 4 | stage0 | Electricity | Import | hub9 | 1058.9404 | 2551883.7374 | 155188.8894 |  | 2551883.7374 |  | 0 |  |  |  | 5831994.6047 |  |  |  | 1125712.3232
Solution 4 | stage0 | Electricity | Import | hub12 | 3559.4069 | 12824391.2694 | 779895.6547 |  | 12824391.2694 |  | 0 |  |  |  | 28909864.9984 |  |  |  | 5595381.7359
Solution 4 | stage0 | Heat ambient out | Export | hub10 | 58.8696 | 0 | 0 |  |  | 0 | 0 |  |  |  |  | 0 |  |  |  | 55921.1357
Solution 4 | stage0 | Heat ambient out | Export | hub8 | 361.0619 | 0 | 0 |  |  | 0 | 0 |  |  |  |  | 0 |  |  |  | 416292.1168
Solution 4 | stage0 | Heat ambient out | Export | hub11 | 362.908 | 0 | 0 |  |  | 0 | 0 |  |  |  |  | 0 |  |  |  | 796501.4294
Solution 4 | stage0 | Heat ambient out | Export | hub7 | 357.26 | 0 | 0 |  |  | 0 | 0 |  |  |  |  | 0 |  |  |  | 394807.4796
Solution 4 | stage0 | Heat ambient out | Export | hub14 | 151.1731 | 0 | 0 |  |  | 0 | 0 |  |  |  |  | 0 |  |  |  | 71332.2126
Solution 4 | stage0 | Heat ambient out | Export | hub2 | 476.3534 | 0 | 0 |  |  | 0 | 0 |  |  |  |  | 0 |  |  |  | 313075.2123
Solution 4 | stage0 | Heat ambient out | Export | hub3 | 143.8747 | 0 | 0 |  |  | 0 | 0 |  |  |  |  | 0 |  |  |  | 179947.2001
Solution 4 | stage0 | Heat ambient out | Export | hub4 | 1010.8115 | 0 | 0 |  |  | 0 | 0 |  |  |  |  | 0 |  |  |  | 1096167.2972
Solution 4 | stage0 | Heat ambient out | Export | hub6 | 172.7017 | 0 | 0 |  |  | 0 | 0 |  |  |  |  | 0 |  |  |  | 47644.803
Solution 4 | stage0 | Heat ambient out | Export | hub1 | 3897.0926 | 0 | 0 |  |  | 0 | 0 |  |  |  |  | 0 |  |  |  | 3932226.3037
Solution 4 | stage0 | Heat ambient out | Export | hub13 | 221.6493 | 0 | 0 |  |  | 0 | 0 |  |  |  |  | 0 |  |  |  | 97273.4783
Solution 4 | stage0 | Heat ambient out | Export | hub5 | 514.8336 | 0 | 0 |  |  | 0 | 0 |  |  |  |  | 0 |  |  |  | 570170.4867
Solution 4 | stage0 | Heat ambient out | Export | hub9 | 1467.8142 | 0 | 0 |  |  | 0 | 0 |  |  |  |  | 0 |  |  |  | 2290053.7288
Solution 4 | stage0 | Heat ambient out | Export | hub12 | 6339.2302 | 0 | 0 |  |  | 0 | 0 |  |  |  |  | 0 |  |  |  | 12604141.2499
Solution 4 | stage0 | export_electricity | Export | plant | 20235.3784 | -1556241.7652 | -94640.4523 |  |  | 1556241.7652 | 0 |  |  |  |  | 0 |  |  |  | 3154681.7438
Solution 4 | stage0 | parking to pv | Conversion | plant | 5043.6508 | 20745471.77 | 1261603.9974 | 20174603.04 |  |  | 3317456.6561 | 0 | 2746587.926 | 0 |  |  | 25 |  | 6659336.0516 | 6659336.0516
Solution 4 | stage0 | pv to hub | Conversion | hub1 | 2527.0892 | 0 | 0 | 0 |  |  | 0 | 0 | 0 | 0 |  |  | 1 |  | 2644154.6041 | 2644154.6041
Solution 4 | stage0 | pv to hub | Conversion | hub10 | 47.081 | 0 | 0 | 0 |  |  | 0 | 0 | 0 | 0 |  |  | 1 |  | 51836.0783 | 51836.0783
Solution 4 | stage0 | pv to hub | Conversion | hub11 | 258.029 | 0 | 0 | 0 |  |  | 0 | 0 | 0 | 0 |  |  | 1 |  | 364646.4701 | 364646.4701
Solution 4 | stage0 | pv to hub | Conversion | hub12 | 3559.4069 | 0 | 0 | 0 |  |  | 0 | 0 | 0 | 0 |  |  | 1 |  | 5445095.1979 | 5445095.1979
Solution 4 | stage0 | pv to hub | Conversion | hub13 | 125.5098 | 0 | 0 | 0 |  |  | 0 | 0 | 0 | 0 |  |  | 1 |  | 65780.1716 | 65780.1716
Solution 4 | stage0 | pv to hub | Conversion | hub14 | 97.5361 | 0 | 0 | 0 |  |  | 0 | 0 | 0 | 0 |  |  | 1 |  | 74217.4247 | 74217.4247
Solution 4 | stage0 | pv to hub | Conversion | hub2 | 255.3751 | 0 | 0 | 0 |  |  | 0 | 0 | 0 | 0 |  |  | 1 |  | 250171.6945 | 250171.6945
Solution 4 | stage0 | pv to hub | Conversion | hub3 | 124.6294 | 0 | 0 | 0 |  |  | 0 | 0 | 0 | 0 |  |  | 1 |  | 291041.9546 | 291041.9546
Solution 4 | stage0 | pv to hub | Conversion | hub4 | 655.0279 | 0 | 0 | 0 |  |  | 0 | 0 | 0 | 0 |  |  | 1 |  | 592194.3794 | 592194.3794
Solution 4 | stage0 | pv to hub | Conversion | hub5 | 361.0074 | 0 | 0 | 0 |  |  | 0 | 0 | 0 | 0 |  |  | 1 |  | 327204.0785 | 327204.0785
Solution 4 | stage0 | pv to hub | Conversion | hub6 | 109.6903 | 0 | 0 | 0 |  |  | 0 | 0 | 0 | 0 |  |  | 1 |  | 56605.8891 | 56605.8891
Solution 4 | stage0 | pv to hub | Conversion | hub7 | 247.8552 | 0 | 0 | 0 |  |  | 0 | 0 | 0 | 0 |  |  | 1 |  | 211789.6599 | 211789.6599
Solution 4 | stage0 | pv to hub | Conversion | hub8 | 250.1843 | 0 | 0 | 0 |  |  | 0 | 0 | 0 | 0 |  |  | 1 |  | 219095.0574 | 219095.0574
Solution 4 | stage0 | pv to hub | Conversion | hub9 | 1058.9404 | 0 | 0 | 0 |  |  | 0 | 0 | 0 | 0 |  |  | 1 |  | 1604903.7686 | 1604903.7686
Solution 4 | stage0 | Pump DHW gas | Conversion | hub1 | 0 | 0 | 0 | 0 |  |  | 0 | 0 | 0 | 0 |  |  | 20 |  | 0 | 0
Solution 4 | stage0 | Pump DHW gas | Conversion | hub10 | 0 | 0 | 0 | 0 |  |  | 0 | 0 | 0 | 0 |  |  | 20 |  | 0 | 0
Solution 4 | stage0 | Pump DHW gas | Conversion | hub11 | 34.8297 | 8790.9289 | 534.6068 | 6615.3189 |  |  | 2175.61 | 0 | 0 | 0 |  |  | 20 |  | 157809.6407 | 157809.6407
Solution 4 | stage0 | Pump DHW gas | Conversion | hub12 | 554.1475 | 11551.3616 | 702.4783 | 8692.59 |  |  | 2858.7716 | 0 | 0 | 0 |  |  | 20 |  | 3436297.4137 | 3436297.4137
Solution 4 | stage0 | Pump DHW gas | Conversion | hub13 | 0 | 0 | 0 | 0 |  |  | 0 | 0 | 0 | 0 |  |  | 20 |  | 0 | 0
Solution 4 | stage0 | Pump DHW gas | Conversion | hub14 | 0 | 0 | 0 | 0 |  |  | 0 | 0 | 0 | 0 |  |  | 20 |  | 0 | 0
Solution 4 | stage0 | Pump DHW gas | Conversion | hub2 | 0 | 0 | 0 | 0 |  |  | 0 | 0 | 0 | 0 |  |  | 20 |  | 0 | 0
Solution 4 | stage0 | Pump DHW gas | Conversion | hub3 | 0 | 0 | 0 | 0 |  |  | 0 | 0 | 0 | 0 |  |  | 20 |  | 0 | 0
Solution 4 | stage0 | Pump DHW gas | Conversion | hub4 | 94.6748 | 9109.0353 | 553.952 | 6854.6992 |  |  | 2254.3361 | 0 | 0 | 0 |  |  | 20 |  | 355193.7441 | 355193.7441
Solution 4 | stage0 | Pump DHW gas | Conversion | hub5 | 55.1879 | 8899.1428 | 541.1877 | 6696.7517 |  |  | 2202.3911 | 0 | 0 | 0 |  |  | 20 |  | 207050.2671 | 207050.2671
Solution 4 | stage0 | Pump DHW gas | Conversion | hub6 | 0 | 0 | 0 | 0 |  |  | 0 | 0 | 0 | 0 |  |  | 20 |  | 0 | 0
Solution 4 | stage0 | Pump DHW gas | Conversion | hub7 | 43.6957 | 8838.056 | 537.4728 | 6650.7829 |  |  | 2187.2732 | 0 | 0 | 0 |  |  | 20 |  | 163934.9402 | 163934.9402
Solution 4 | stage0 | Pump DHW gas | Conversion | hub8 | 43.6957 | 8838.056 | 537.4728 | 6650.7829 |  |  | 2187.2732 | 0 | 0 | 0 |  |  | 20 |  | 163934.9402 | 163934.9402
Solution 4 | stage0 | Pump DHW gas | Conversion | hub9 | 71.4402 | 8985.5316 | 546.4413 | 6761.7607 |  |  | 2223.7709 | 0 | 0 | 0 |  |  | 20 |  | 268024.2486 | 268024.2486
Solution 4 | stage0 | chiller | Conversion | hub1 | 3507.3833 | 7289604.3848 | 443306.0927 | 5485547.4769 |  |  | 1804056.9079 | 0 | 0 | 0 |  |  | 20 |  | 622855.2981 | 3539003.6733
Solution 4 | stage0 | chiller | Conversion | hub10 | 52.9827 | 110117.0498 | 6696.5992 | 82864.8954 |  |  | 27252.1544 | 0 | 0 | 0 |  |  | 20 |  | 10307.3233 | 50329.0222
Solution 4 | stage0 | chiller | Conversion | hub11 | 326.6172 | 678828.1208 | 41281.8894 | 510829.3521 |  |  | 167998.7686 | 0 | 0 | 0 |  |  | 20 |  | 125166.3525 | 716851.2865
Solution 4 | stage0 | chiller | Conversion | hub12 | 5705.3072 | 11857680.9795 | 721106.6535 | 8923100.4242 |  |  | 2934580.5552 | 0 | 0 | 0 |  |  | 20 |  | 2026415.818 | 11343727.1249
Solution 4 | stage0 | chiller | Conversion | hub13 | 199.4844 | 414600.3315 | 25213.2823 | 311993.5846 |  |  | 102606.7469 | 0 | 0 | 0 |  |  | 20 |  | 18231.8855 | 87546.1305
Solution 4 | stage0 | chiller | Conversion | hub14 | 136.0558 | 282772.9276 | 17196.4012 | 212791.2899 |  |  | 69981.6378 | 0 | 0 | 0 |  |  | 20 |  | 13024.3278 | 64198.9914
Solution 4 | stage0 | chiller | Conversion | hub2 | 428.7181 | 891030.3589 | 54186.6425 | 670515.0347 |  |  | 220515.3242 | 0 | 0 | 0 |  |  | 20 |  | 53570.0411 | 281767.6911
Solution 4 | stage0 | chiller | Conversion | hub3 | 129.4872 | 269121.0507 | 16366.1833 | 202518.0274 |  |  | 66603.0233 | 0 | 0 | 0 |  |  | 20 |  | 30427.9358 | 161952.4801
Solution 4 | stage0 | chiller | Conversion | hub4 | 909.7304 | 1890747.0261 | 114982.8759 | 1422818.3083 |  |  | 467928.7179 | 0 | 0 | 0 |  |  | 20 |  | 174758.5901 | 986550.5674
Solution 4 | stage0 | chiller | Conversion | hub5 | 463.3502 | 963008.4192 | 58563.8777 | 724679.7117 |  |  | 238328.7075 | 0 | 0 | 0 |  |  | 20 |  | 90843.6705 | 513153.438
Solution 4 | stage0 | chiller | Conversion | hub6 | 155.4315 | 323042.6559 | 19645.3429 | 243094.9243 |  |  | 79947.7316 | 0 | 0 | 0 |  |  | 20 |  | 9073.9701 | 42880.3227
Solution 4 | stage0 | chiller | Conversion | hub7 | 321.534 | 668263.3961 | 40639.4119 | 502879.2227 |  |  | 165384.1735 | 0 | 0 | 0 |  |  | 20 |  | 62899.8776 | 355326.7316
Solution 4 | stage0 | chiller | Conversion | hub8 | 324.9557 | 675374.843 | 41071.8836 | 508230.7037 |  |  | 167144.1393 | 0 | 0 | 0 |  |  | 20 |  | 64967.5078 | 374662.9051
Solution 4 | stage0 | chiller | Conversion | hub9 | 1321.0328 | 2745581.4519 | 166968.3183 | 2066095.3066 |  |  | 679486.1454 | 0 | 0 | 0 |  |  | 20 |  | 367009.4268 | 2061048.3559
Solution 4 | stage0 | cooling tower chiller | Conversion | hub1 | 3897.0926 | 0 | 0 | 0 |  |  | 0 | 0 | 0 | 0 |  |  | 1 |  | 3932226.3037 | 3932226.3037
Solution 4 | stage0 | cooling tower chiller | Conversion | hub10 | 58.8696 | 0 | 0 | 0 |  |  | 0 | 0 | 0 | 0 |  |  | 1 |  | 55921.1357 | 55921.1357
Solution 4 | stage0 | cooling tower chiller | Conversion | hub11 | 362.908 | 0 | 0 | 0 |  |  | 0 | 0 | 0 | 0 |  |  | 1 |  | 796501.4294 | 796501.4294
Solution 4 | stage0 | cooling tower chiller | Conversion | hub12 | 6339.2302 | 0 | 0 | 0 |  |  | 0 | 0 | 0 | 0 |  |  | 1 |  | 12604141.2499 | 12604141.2499
Solution 4 | stage0 | cooling tower chiller | Conversion | hub13 | 221.6493 | 0 | 0 | 0 |  |  | 0 | 0 | 0 | 0 |  |  | 1 |  | 97273.4783 | 97273.4783
Solution 4 | stage0 | cooling tower chiller | Conversion | hub14 | 151.1731 | 0 | 0 | 0 |  |  | 0 | 0 | 0 | 0 |  |  | 1 |  | 71332.2126 | 71332.2126
Solution 4 | stage0 | cooling tower chiller | Conversion | hub2 | 476.3534 | 0 | 0 | 0 |  |  | 0 | 0 | 0 | 0 |  |  | 1 |  | 313075.2123 | 313075.2123
Solution 4 | stage0 | cooling tower chiller | Conversion | hub3 | 143.8747 | 0 | 0 | 0 |  |  | 0 | 0 | 0 | 0 |  |  | 1 |  | 179947.2001 | 179947.2001
Solution 4 | stage0 | cooling tower chiller | Conversion | hub4 | 1010.8115 | 0 | 0 | 0 |  |  | 0 | 0 | 0 | 0 |  |  | 1 |  | 1096167.2972 | 1096167.2972
Solution 4 | stage0 | cooling tower chiller | Conversion | hub5 | 514.8336 | 0 | 0 | 0 |  |  | 0 | 0 | 0 | 0 |  |  | 1 |  | 570170.4867 | 570170.4867
Solution 4 | stage0 | cooling tower chiller | Conversion | hub6 | 172.7017 | 0 | 0 | 0 |  |  | 0 | 0 | 0 | 0 |  |  | 1 |  | 47644.803 | 47644.803
Solution 4 | stage0 | cooling tower chiller | Conversion | hub7 | 357.26 | 0 | 0 | 0 |  |  | 0 | 0 | 0 | 0 |  |  | 1 |  | 394807.4796 | 394807.4796
Solution 4 | stage0 | cooling tower chiller | Conversion | hub8 | 361.0619 | 0 | 0 | 0 |  |  | 0 | 0 | 0 | 0 |  |  | 1 |  | 416292.1168 | 416292.1168
Solution 4 | stage0 | cooling tower chiller | Conversion | hub9 | 1467.8142 | 0 | 0 | 0 |  |  | 0 | 0 | 0 | 0 |  |  | 1 |  | 2290053.7288 | 2290053.7288
Solution 4 | stage0 | Pump cooling | Conversion | hub1 | 2746.524 | 171158.67 | 10408.7516 | 128799.7209 |  |  | 42358.9491 | 0 | 0 | 0 |  |  | 20 |  | 2915756.1625 | 2915756.1625
Solution 4 | stage0 | Pump cooling | Conversion | hub10 | 43.5653 | 63401.8789 | 3855.6879 | 47710.9591 |  |  | 15690.9198 | 0 | 0 | 0 |  |  | 20 |  | 40014.3655 | 40014.3655
Solution 4 | stage0 | Pump cooling | Conversion | hub11 | 266.7618 | 72299.8815 | 4396.8062 | 54406.8527 |  |  | 17893.0287 | 0 | 0 | 0 |  |  | 20 |  | 591621.0593 | 591621.0593
Solution 4 | stage0 | Pump cooling | Conversion | hub12 | 4679.9342 | 248236.4561 | 15096.1187 | 186802.0256 |  |  | 61434.4304 | 0 | 0 | 0 |  |  | 20 |  | 9316281.2408 | 9316281.2408
Solution 4 | stage0 | Pump cooling | Conversion | hub13 | 151.9881 | 67724.2879 | 4118.5485 | 50963.6432 |  |  | 16760.6448 | 0 | 0 | 0 |  |  | 20 |  | 69299.9208 | 69299.9208
Solution 4 | stage0 | Pump cooling | Conversion | hub14 | 103.6616 | 65797.6909 | 4001.3855 | 49513.8471 |  |  | 16283.8437 | 0 | 0 | 0 |  |  | 20 |  | 51168.1813 | 51168.1813
Solution 4 | stage0 | Pump cooling | Conversion | hub2 | 326.6423 | 74687.0943 | 4541.9809 | 56203.2698 |  |  | 18483.8245 | 0 | 0 | 0 |  |  | 20 |  | 228164.2857 | 228164.2857
Solution 4 | stage0 | Pump cooling | Conversion | hub3 | 100.4378 | 65669.1709 | 3993.5697 | 49417.1337 |  |  | 16252.0372 | 0 | 0 | 0 |  |  | 20 |  | 131507.1928 | 131507.1928
Solution 4 | stage0 | Pump cooling | Conversion | hub4 | 748.031 | 91486.2748 | 5563.5973 | 68844.9301 |  |  | 22641.3448 | 0 | 0 | 0 |  |  | 20 |  | 811707.9696 | 811707.9696
Solution 4 | stage0 | Pump cooling | Conversion | hub5 | 380.9923 | 76853.8252 | 4673.7473 | 57833.7705 |  |  | 19020.0547 | 0 | 0 | 0 |  |  | 20 |  | 422265.8725 | 422265.8725
Solution 4 | stage0 | Pump cooling | Conversion | hub6 | 127.8045 | 66760.1774 | 4059.9176 | 50238.1341 |  |  | 16522.0433 | 0 | 0 | 0 |  |  | 20 |  | 33799.1386 | 33799.1386
Solution 4 | stage0 | Pump cooling | Conversion | hub7 | 264.3832 | 72205.0571 | 4391.0396 | 54335.4958 |  |  | 17869.5612 | 0 | 0 | 0 |  |  | 20 |  | 292396.6082 | 292396.6082
Solution 4 | stage0 | Pump cooling | Conversion | hub8 | 267.1967 | 72317.22 | 4397.8606 | 54419.9003 |  |  | 17897.3197 | 0 | 0 | 0 |  |  | 20 |  | 309665.1621 | 309665.1621
Solution 4 | stage0 | Pump cooling | Conversion | hub9 | 1086.2268 | 104968.8674 | 6383.5204 | 78990.8032 |  |  | 25978.0642 | 0 | 0 | 0 |  |  | 20 |  | 1693852.2018 | 1693852.2018
Solution 4 | stage0 | Pump SH | Conversion | hub1 | 2304.5377 | 203386.154 | 12368.6165 | 153051.434 |  |  | 50334.7201 | 0 | 0 | 0 |  |  | 20 |  | 769002.1133 | 769002.1133
Solution 4 | stage0 | Pump SH | Conversion | hub10 | 135.9123 | 93876.5701 | 5708.9594 | 70643.6666 |  |  | 23232.9034 | 0 | 0 | 0 |  |  | 20 |  | 51886.8029 | 51886.8029
Solution 4 | stage0 | Pump SH | Conversion | hub11 | 218.5355 | 98048.8117 | 5962.6879 | 73783.3473 |  |  | 24265.4645 | 0 | 0 | 0 |  |  | 20 |  | 358030.5729 | 358030.5729
Solution 4 | stage0 | Pump SH | Conversion | hub12 | 2153.8699 | 195777.846 | 11905.929 | 147326.0568 |  |  | 48451.7893 | 0 | 0 | 0 |  |  | 20 |  | 7345736.852 | 7345736.852
Solution 4 | stage0 | Pump SH | Conversion | hub13 | 140.401 | 94103.2358 | 5722.7437 | 70814.2363 |  |  | 23288.9995 | 0 | 0 | 0 |  |  | 20 |  | 72255.5737 | 72255.5737
Solution 4 | stage0 | Pump SH | Conversion | hub14 | 142.1925 | 94193.7038 | 5728.2454 | 70882.315 |  |  | 23311.3888 | 0 | 0 | 0 |  |  | 20 |  | 133678.2324 | 133678.2324
Solution 4 | stage0 | Pump SH | Conversion | hub2 | 279.8181 | 101143.4144 | 6150.8814 | 76112.0868 |  |  | 25031.3276 | 0 | 0 | 0 |  |  | 20 |  | 85065.6118 | 85065.6118
Solution 4 | stage0 | Pump SH | Conversion | hub3 | 58.7399 | 89979.5802 | 5471.9699 | 67711.1175 |  |  | 22268.4627 | 0 | 0 | 0 |  |  | 20 |  | 44423.8362 | 44423.8362
Solution 4 | stage0 | Pump SH | Conversion | hub4 | 273.5294 | 100825.8515 | 6131.5693 | 75873.1155 |  |  | 24952.736 | 0 | 0 | 0 |  |  | 20 |  | 263452.5886 | 263452.5886
Solution 4 | stage0 | Pump SH | Conversion | hub5 | 136.167 | 93889.4307 | 5709.7415 | 70653.3444 |  |  | 23236.0862 | 0 | 0 | 0 |  |  | 20 |  | 116315.6149 | 116315.6149
Solution 4 | stage0 | Pump SH | Conversion | hub6 | 115.1239 | 92826.813 | 5645.12 | 69853.7071 |  |  | 22973.1059 | 0 | 0 | 0 |  |  | 20 |  | 65178.3221 | 65178.3221
Solution 4 | stage0 | Pump SH | Conversion | hub7 | 104.0534 | 92267.7852 | 5611.1236 | 69433.0295 |  |  | 22834.7557 | 0 | 0 | 0 |  |  | 20 |  | 100816.5426 | 100816.5426
Solution 4 | stage0 | Pump SH | Conversion | hub8 | 100.9653 | 92111.8452 | 5601.6404 | 69315.682 |  |  | 22796.1631 | 0 | 0 | 0 |  |  | 20 |  | 97713.9952 | 97713.9952
Solution 4 | stage0 | Pump SH | Conversion | hub9 | 674.3585 | 121066.6146 | 7362.4802 | 91104.6234 |  |  | 29961.9912 | 0 | 0 | 0 |  |  | 20 |  | 577006.5759 | 577006.5759
Solution 4 | stage0 | Gas Boiler (Linearized cost) | Conversion | hub1 | 2304.5377 | 1381963.5374 | 84041.9896 | 925435.3491 |  |  | 456528.1883 | 0 | 0 | 0 |  |  | 20 |  | 854446.7926 | 769002.1133
Solution 4 | stage0 | Gas Boiler (Linearized cost) | Conversion | hub10 | 135.9123 | 193458.2566 | 11764.8667 | 129549.8068 |  |  | 63908.4498 | 0 | 0 | 0 |  |  | 20 |  | 57652.0033 | 51886.8029
Solution 4 | stage0 | Gas Boiler (Linearized cost) | Conversion | hub11 | 218.5355 | 238739.5099 | 14518.5766 | 159872.5116 |  |  | 78866.9983 | 0 | 0 | 0 |  |  | 20 |  | 397811.7476 | 358030.5729
Solution 4 | stage0 | Gas Boiler (Linearized cost) | Conversion | hub12 | 2153.8699 | 1299390.726 | 79020.4509 | 870140.2588 |  |  | 429250.4672 | 0 | 0 | 0 |  |  | 20 |  | 8161929.8355 | 7345736.852
Solution 4 | stage0 | Gas Boiler (Linearized cost) | Conversion | hub13 | 140.401 | 195918.255 | 11914.4677 | 131197.1509 |  |  | 64721.1041 | 0 | 0 | 0 |  |  | 20 |  | 80283.9708 | 72255.5737
Solution 4 | stage0 | Gas Boiler (Linearized cost) | Conversion | hub14 | 142.1925 | 196900.1025 | 11974.1773 | 131854.6475 |  |  | 65045.455 | 0 | 0 | 0 |  |  | 20 |  | 148531.3693 | 133678.2324
Solution 4 | stage0 | Gas Boiler (Linearized cost) | Conversion | hub2 | 279.8181 | 272325.1695 | 16561.0368 | 182363.2328 |  |  | 89961.9367 | 0 | 0 | 0 |  |  | 20 |  | 94517.3465 | 85065.6118
Solution 4 | stage0 | Gas Boiler (Linearized cost) | Conversion | hub3 | 58.7399 | 151164.3052 | 9192.825 | 101227.5561 |  |  | 49936.7491 | 0 | 0 | 0 |  |  | 20 |  | 49359.818 | 44423.8362
Solution 4 | stage0 | Gas Boiler (Linearized cost) | Conversion | hub4 | 273.5294 | 268878.6663 | 16351.443 | 180055.2733 |  |  | 88823.393 | 0 | 0 | 0 |  |  | 20 |  | 292725.0984 | 263452.5886
Solution 4 | stage0 | Gas Boiler (Linearized cost) | Conversion | hub5 | 136.167 | 193597.8323 | 11773.3548 | 129643.274 |  |  | 63954.5583 | 0 | 0 | 0 |  |  | 20 |  | 129239.5721 | 116315.6149
Solution 4 | stage0 | Gas Boiler (Linearized cost) | Conversion | hub6 | 115.1239 | 182065.2645 | 11072.0194 | 121920.461 |  |  | 60144.8035 | 0 | 0 | 0 |  |  | 20 |  | 72420.3579 | 65178.3221
Solution 4 | stage0 | Gas Boiler (Linearized cost) | Conversion | hub7 | 104.0534 | 175998.1467 | 10703.0569 | 117857.6004 |  |  | 58140.5463 | 0 | 0 | 0 |  |  | 20 |  | 112018.3806 | 100816.5426
Solution 4 | stage0 | Gas Boiler (Linearized cost) | Conversion | hub8 | 100.9653 | 174305.7331 | 10600.1354 | 116724.2713 |  |  | 57581.4617 | 0 | 0 | 0 |  |  | 20 |  | 108571.1058 | 97713.9952
Solution 4 | stage0 | Gas Boiler (Linearized cost) | Conversion | hub9 | 674.3585 | 488551.2553 | 29710.4941 | 327159.5735 |  |  | 161391.6818 | 0 | 0 | 0 |  |  | 20 |  | 641118.4177 | 577006.5759
Solution 4 | stage0 | rooftop to pv | Conversion | plant | 6584.7276 | 23698681.007 | 1441198.8805 | 23046546.6 |  |  | 3789711.2159 | 0 | 3137576.809 | 0 |  |  | 25 |  | 8694082.1209 | 8694082.1209
Solution 4 | stage0 | battery | Storage | plant | 8607 | 8441520.1153 | 513358.0783 | 6515499 |  |  | 0 | 4882773.3663 | 2956752.251 | 0 |  |  | 15 |  | 4308964.8325 | 4308964.8325
Solution 4 | stage0 | pv_loop | Network | hub1_to_hub2_pv_loop | 6529.3844 | 0 | 0 | 0 |  |  | 0 | 0 | 0 | 0 |  |  | 20 | 528 | 9554581.8246 | 9.3558e-09
Solution 4 | stage0 | pv_loop | Network | hub7_to_hub8_pv_loop | 5105.1514 | 0 | 0 | 0 |  |  | 0 | 0 | 0 | 0 |  |  | 20 | 199 | 7825574.1687 | 9.6043e-09
Solution 4 | stage0 | pv_loop | Network | hub13_to_hub14_pv_loop | 97.5361 | 0 | 0 | 0 |  |  | 0 | 0 | 0 | 0 |  |  | 20 | 423 | 74217.4247 | 1.826e-10
Solution 4 | stage0 | pv_loop | Network | plant_to_hub1_pv_loop | 8694.5627 | 0 | 0 | 0 |  |  | 0 | 0 | 0 | 0 |  |  | 20 | 104 | 12198736.4287 | 1.034e-08
Solution 4 | stage0 | pv_loop | Network | hub6_to_hub7_pv_loop | 5278.4183 | 0 | 0 | 0 |  |  | 0 | 0 | 0 | 0 |  |  | 20 | 161 | 8037363.8285 | 9.413e-09
Solution 4 | stage0 | pv_loop | Network | hub5_to_hub6_pv_loop | 5616.2451 | 0 | 0 | 0 |  |  | 0 | 0 | 0 | 0 |  |  | 20 | 350 | 8093969.7177 | 1.0682e-08
Solution 4 | stage0 | pv_loop | Network | hub2_to_hub3_pv_loop | 6529.3844 | 0 | 0 | 0 |  |  | 0 | 0 | 0 | 0 |  |  | 20 | 121 | 9304410.1301 | 1.1933e-08
Solution 4 | stage0 | pv_loop | Network | hub3_to_hub4_pv_loop | 6214.3252 | 0 | 0 | 0 |  |  | 0 | 0 | 0 | 0 |  |  | 20 | 499 | 9013368.1755 | 1.02e-08
Solution 4 | stage0 | pv_loop | Network | hub11_to_hub12_pv_loop | 3970.3381 | 0 | 0 | 0 |  |  | 0 | 0 | 0 | 0 |  |  | 20 | 653 | 5585092.7942 | 8.5978e-09
Solution 4 | stage0 | pv_loop | Network | hub4_to_hub5_pv_loop | 5616.2451 | 0 | 0 | 0 |  |  | 0 | 0 | 0 | 0 |  |  | 20 | 132 | 8421173.7961 | 9.6926e-09
Solution 4 | stage0 | pv_loop | Network | hub12_to_hub13_pv_loop | 178.0524 | 0 | 0 | 0 |  |  | 0 | 0 | 0 | 0 |  |  | 20 | 316 | 139997.5963 | 4.2857e-10
Solution 4 | stage0 | pv_loop | Network | hub8_to_hub9_pv_loop | 5105.1514 | 0 | 0 | 0 |  |  | 0 | 0 | 0 | 0 |  |  | 20 | 1395 | 7606479.1113 | 1.0762e-08
Solution 4 | stage0 | pv_loop | Network | hub9_to_hub10_pv_loop | 4011.6768 | 0 | 0 | 0 |  |  | 0 | 0 | 0 | 0 |  |  | 20 | 837 | 6001575.3427 | 8.7966e-09
Solution 4 | stage0 | pv_loop | Network | hub10_to_hub11_pv_loop | 3970.3381 | 0 | 0 | 0 |  |  | 0 | 0 | 0 | 0 |  |  | 20 | 159 | 5949739.2644 | 8.7849e-09

## Capacity Planning
Solution | Install Stage | Phaseout Stage | Name | Type | Hub or Link | Capacity (kW or KWh) | Investment (USD) | Replacement Years | Replacement cost (USD) | Salvage revenue (USD) | Embodied CO2 emissions (kg-CO2)
Solution 1 | stage0 | stage0 | Gas Boiler (Linearized cost) | Conversion | hub1 | 2304.5377 | 925435.3491 |  | 0 | 0 | 0
Solution 1 | stage0 | stage0 | Gas Boiler (Linearized cost) | Conversion | hub10 | 135.9123 | 129549.8068 |  | 0 | 0 | 0
Solution 1 | stage0 | stage0 | Gas Boiler (Linearized cost) | Conversion | hub11 | 218.5355 | 159872.5116 |  | 0 | 0 | 0
Solution 1 | stage0 | stage0 | Gas Boiler (Linearized cost) | Conversion | hub12 | 2153.8699 | 870140.2588 |  | 0 | 0 | 0
Solution 1 | stage0 | stage0 | Gas Boiler (Linearized cost) | Conversion | hub13 | 140.401 | 131197.1509 |  | 0 | 0 | 0
Solution 1 | stage0 | stage0 | Gas Boiler (Linearized cost) | Conversion | hub14 | 142.1925 | 131854.6475 |  | 0 | 0 | 0
Solution 1 | stage0 | stage0 | Gas Boiler (Linearized cost) | Conversion | hub2 | 279.8181 | 182363.2328 |  | 0 | 0 | 0
Solution 1 | stage0 | stage0 | Gas Boiler (Linearized cost) | Conversion | hub3 | 58.7399 | 101227.5561 |  | 0 | 0 | 0
Solution 1 | stage0 | stage0 | Gas Boiler (Linearized cost) | Conversion | hub4 | 273.5294 | 180055.2733 |  | 0 | 0 | 0
Solution 1 | stage0 | stage0 | Gas Boiler (Linearized cost) | Conversion | hub5 | 136.167 | 129643.274 |  | 0 | 0 | 0
Solution 1 | stage0 | stage0 | Gas Boiler (Linearized cost) | Conversion | hub6 | 115.1239 | 121920.461 |  | 0 | 0 | 0
Solution 1 | stage0 | stage0 | Gas Boiler (Linearized cost) | Conversion | hub7 | 104.0534 | 117857.6004 |  | 0 | 0 | 0
Solution 1 | stage0 | stage0 | Gas Boiler (Linearized cost) | Conversion | hub8 | 100.9653 | 116724.2713 |  | 0 | 0 | 0
Solution 1 | stage0 | stage0 | Gas Boiler (Linearized cost) | Conversion | hub9 | 674.3585 | 327159.5735 |  | 0 | 0 | 0
Solution 1 | stage0 | stage0 | Pump DHW gas | Conversion | hub11 | 34.8297 | 6615.3189 |  | 0 | 0 | 0
Solution 1 | stage0 | stage0 | Pump DHW gas | Conversion | hub12 | 554.1475 | 8692.59 |  | 0 | 0 | 0
Solution 1 | stage0 | stage0 | Pump DHW gas | Conversion | hub4 | 94.6748 | 6854.6992 |  | 0 | 0 | 0
Solution 1 | stage0 | stage0 | Pump DHW gas | Conversion | hub5 | 55.1879 | 6696.7517 |  | 0 | 0 | 0
Solution 1 | stage0 | stage0 | Pump DHW gas | Conversion | hub7 | 43.6957 | 6650.7829 |  | 0 | 0 | 0
Solution 1 | stage0 | stage0 | Pump DHW gas | Conversion | hub8 | 43.6957 | 6650.7829 |  | 0 | 0 | 0
Solution 1 | stage0 | stage0 | Pump DHW gas | Conversion | hub9 | 71.4402 | 6761.7607 |  | 0 | 0 | 0
Solution 1 | stage0 | stage0 | Pump SH | Conversion | hub1 | 2304.5377 | 153051.434 |  | 0 | 0 | 0
Solution 1 | stage0 | stage0 | Pump SH | Conversion | hub10 | 135.9123 | 70643.6666 |  | 0 | 0 | 0
Solution 1 | stage0 | stage0 | Pump SH | Conversion | hub11 | 218.5355 | 73783.3473 |  | 0 | 0 | 0
Solution 1 | stage0 | stage0 | Pump SH | Conversion | hub12 | 2153.8699 | 147326.0568 |  | 0 | 0 | 0
Solution 1 | stage0 | stage0 | Pump SH | Conversion | hub13 | 140.401 | 70814.2363 |  | 0 | 0 | 0
Solution 1 | stage0 | stage0 | Pump SH | Conversion | hub14 | 142.1925 | 70882.315 |  | 0 | 0 | 0
Solution 1 | stage0 | stage0 | Pump SH | Conversion | hub2 | 279.8181 | 76112.0868 |  | 0 | 0 | 0
Solution 1 | stage0 | stage0 | Pump SH | Conversion | hub3 | 58.7399 | 67711.1175 |  | 0 | 0 | 0
Solution 1 | stage0 | stage0 | Pump SH | Conversion | hub4 | 273.5294 | 75873.1155 |  | 0 | 0 | 0
Solution 1 | stage0 | stage0 | Pump SH | Conversion | hub5 | 136.167 | 70653.3444 |  | 0 | 0 | 0
Solution 1 | stage0 | stage0 | Pump SH | Conversion | hub6 | 115.1239 | 69853.7071 |  | 0 | 0 | 0
Solution 1 | stage0 | stage0 | Pump SH | Conversion | hub7 | 104.0534 | 69433.0295 |  | 0 | 0 | 0
Solution 1 | stage0 | stage0 | Pump SH | Conversion | hub8 | 100.9653 | 69315.682 |  | 0 | 0 | 0
Solution 1 | stage0 | stage0 | Pump SH | Conversion | hub9 | 674.3585 | 91104.6234 |  | 0 | 0 | 0
Solution 1 | stage0 | stage0 | Pump cooling | Conversion | hub1 | 2746.524 | 128799.7209 |  | 0 | 0 | 0
Solution 1 | stage0 | stage0 | Pump cooling | Conversion | hub10 | 43.5653 | 47710.9591 |  | 0 | 0 | 0
Solution 1 | stage0 | stage0 | Pump cooling | Conversion | hub11 | 266.7618 | 54406.8527 |  | 0 | 0 | 0
Solution 1 | stage0 | stage0 | Pump cooling | Conversion | hub12 | 4679.9342 | 186802.0256 |  | 0 | 0 | 0
Solution 1 | stage0 | stage0 | Pump cooling | Conversion | hub13 | 151.9881 | 50963.6432 |  | 0 | 0 | 0
Solution 1 | stage0 | stage0 | Pump cooling | Conversion | hub14 | 103.6616 | 49513.8471 |  | 0 | 0 | 0
Solution 1 | stage0 | stage0 | Pump cooling | Conversion | hub2 | 326.6423 | 56203.2698 |  | 0 | 0 | 0
Solution 1 | stage0 | stage0 | Pump cooling | Conversion | hub3 | 100.4378 | 49417.1337 |  | 0 | 0 | 0
Solution 1 | stage0 | stage0 | Pump cooling | Conversion | hub4 | 748.031 | 68844.9301 |  | 0 | 0 | 0
Solution 1 | stage0 | stage0 | Pump cooling | Conversion | hub5 | 380.9923 | 57833.7705 |  | 0 | 0 | 0
Solution 1 | stage0 | stage0 | Pump cooling | Conversion | hub6 | 127.8045 | 50238.1341 |  | 0 | 0 | 0
Solution 1 | stage0 | stage0 | Pump cooling | Conversion | hub7 | 264.3832 | 54335.4958 |  | 0 | 0 | 0
Solution 1 | stage0 | stage0 | Pump cooling | Conversion | hub8 | 267.1967 | 54419.9003 |  | 0 | 0 | 0
Solution 1 | stage0 | stage0 | Pump cooling | Conversion | hub9 | 1086.2268 | 78990.8032 |  | 0 | 0 | 0
Solution 1 | stage0 | stage0 | chiller | Conversion | hub1 | 3507.3833 | 5485547.4769 |  | 0 | 0 | 0
Solution 1 | stage0 | stage0 | chiller | Conversion | hub10 | 52.9827 | 82864.8954 |  | 0 | 0 | 0
Solution 1 | stage0 | stage0 | chiller | Conversion | hub11 | 326.6172 | 510829.3521 |  | 0 | 0 | 0
Solution 1 | stage0 | stage0 | chiller | Conversion | hub12 | 5705.3072 | 8923100.4242 |  | 0 | 0 | 0
Solution 1 | stage0 | stage0 | chiller | Conversion | hub13 | 199.4844 | 311993.5846 |  | 0 | 0 | 0
Solution 1 | stage0 | stage0 | chiller | Conversion | hub14 | 136.0558 | 212791.2899 |  | 0 | 0 | 0
Solution 1 | stage0 | stage0 | chiller | Conversion | hub2 | 428.7181 | 670515.0347 |  | 0 | 0 | 0
Solution 1 | stage0 | stage0 | chiller | Conversion | hub3 | 129.4872 | 202518.0274 |  | 0 | 0 | 0
Solution 1 | stage0 | stage0 | chiller | Conversion | hub4 | 909.7304 | 1422818.3083 |  | 0 | 0 | 0
Solution 1 | stage0 | stage0 | chiller | Conversion | hub5 | 463.3502 | 724679.7117 |  | 0 | 0 | 0
Solution 1 | stage0 | stage0 | chiller | Conversion | hub6 | 155.4315 | 243094.9243 |  | 0 | 0 | 0
Solution 1 | stage0 | stage0 | chiller | Conversion | hub7 | 321.534 | 502879.2227 |  | 0 | 0 | 0
Solution 1 | stage0 | stage0 | chiller | Conversion | hub8 | 324.9557 | 508230.7037 |  | 0 | 0 | 0
Solution 1 | stage0 | stage0 | chiller | Conversion | hub9 | 1321.0328 | 2066095.3066 |  | 0 | 0 | 0
Solution 1 | stage0 | stage0 | cooling tower chiller | Conversion | hub1 | 3897.0926 | 0 |  | 0 | 0 | 0
Solution 1 | stage0 | stage0 | cooling tower chiller | Conversion | hub10 | 58.8696 | 0 |  | 0 | 0 | 0
Solution 1 | stage0 | stage0 | cooling tower chiller | Conversion | hub11 | 362.908 | 0 |  | 0 | 0 | 0
Solution 1 | stage0 | stage0 | cooling tower chiller | Conversion | hub12 | 6339.2302 | 0 |  | 0 | 0 | 0
Solution 1 | stage0 | stage0 | cooling tower chiller | Conversion | hub13 | 221.6493 | 0 |  | 0 | 0 | 0
Solution 1 | stage0 | stage0 | cooling tower chiller | Conversion | hub14 | 151.1731 | 0 |  | 0 | 0 | 0
Solution 1 | stage0 | stage0 | cooling tower chiller | Conversion | hub2 | 476.3534 | 0 |  | 0 | 0 | 0
Solution 1 | stage0 | stage0 | cooling tower chiller | Conversion | hub3 | 143.8747 | 0 |  | 0 | 0 | 0
Solution 1 | stage0 | stage0 | cooling tower chiller | Conversion | hub4 | 1010.8115 | 0 |  | 0 | 0 | 0
Solution 1 | stage0 | stage0 | cooling tower chiller | Conversion | hub5 | 514.8336 | 0 |  | 0 | 0 | 0
Solution 1 | stage0 | stage0 | cooling tower chiller | Conversion | hub6 | 172.7017 | 0 |  | 0 | 0 | 0
Solution 1 | stage0 | stage0 | cooling tower chiller | Conversion | hub7 | 357.26 | 0 |  | 0 | 0 | 0
Solution 1 | stage0 | stage0 | cooling tower chiller | Conversion | hub8 | 361.0619 | 0 |  | 0 | 0 | 0
Solution 1 | stage0 | stage0 | cooling tower chiller | Conversion | hub9 | 1467.8142 | 0 |  | 0 | 0 | 0
Solution 1 | stage0 | stage0 | pv to hub | Conversion | hub1 | 2527.0892 | 0 |  | 0 | 0 | 0
Solution 1 | stage0 | stage0 | pv to hub | Conversion | hub10 | 47.081 | 0 |  | 0 | 0 | 0
Solution 1 | stage0 | stage0 | pv to hub | Conversion | hub11 | 258.029 | 0 |  | 0 | 0 | 0
Solution 1 | stage0 | stage0 | pv to hub | Conversion | hub12 | 3559.4069 | 0 |  | 0 | 0 | 0
Solution 1 | stage0 | stage0 | pv to hub | Conversion | hub13 | 125.5098 | 0 |  | 0 | 0 | 0
Solution 1 | stage0 | stage0 | pv to hub | Conversion | hub14 | 97.5361 | 0 |  | 0 | 0 | 0
Solution 1 | stage0 | stage0 | pv to hub | Conversion | hub2 | 255.3751 | 0 |  | 0 | 0 | 0
Solution 1 | stage0 | stage0 | pv to hub | Conversion | hub3 | 124.6294 | 0 |  | 0 | 0 | 0
Solution 1 | stage0 | stage0 | pv to hub | Conversion | hub4 | 655.0279 | 0 |  | 0 | 0 | 0
Solution 1 | stage0 | stage0 | pv to hub | Conversion | hub5 | 361.0074 | 0 |  | 0 | 0 | 0
Solution 1 | stage0 | stage0 | pv to hub | Conversion | hub6 | 109.6903 | 0 |  | 0 | 0 | 0
Solution 1 | stage0 | stage0 | pv to hub | Conversion | hub7 | 247.8552 | 0 |  | 0 | 0 | 0
Solution 1 | stage0 | stage0 | pv to hub | Conversion | hub8 | 250.1843 | 0 |  | 0 | 0 | 0
Solution 1 | stage0 | stage0 | pv to hub | Conversion | hub9 | 1058.9404 | 0 |  | 0 | 0 | 0
Solution 1 | stage0 | stage0 | pv_loop | Network | hub1_to_hub2_pv_loop | 6529.3844 | 0 |  | 0 | 0 | 0
Solution 1 | stage0 | stage0 | pv_loop | Network | hub7_to_hub8_pv_loop | 5105.1514 | 0 |  | 0 | 0 | 0
Solution 1 | stage0 | stage0 | pv_loop | Network | hub13_to_hub14_pv_loop | 97.5361 | 0 |  | 0 | 0 | 0
Solution 1 | stage0 | stage0 | pv_loop | Network | plant_to_hub1_pv_loop | 8694.5627 | 0 |  | 0 | 0 | 0
Solution 1 | stage0 | stage0 | pv_loop | Network | hub6_to_hub7_pv_loop | 5278.4183 | 0 |  | 0 | 0 | 0
Solution 1 | stage0 | stage0 | pv_loop | Network | hub5_to_hub6_pv_loop | 5616.2451 | 0 |  | 0 | 0 | 0
Solution 1 | stage0 | stage0 | pv_loop | Network | hub2_to_hub3_pv_loop | 6529.3844 | 0 |  | 0 | 0 | 0
Solution 1 | stage0 | stage0 | pv_loop | Network | hub3_to_hub4_pv_loop | 6214.3252 | 0 |  | 0 | 0 | 0
Solution 1 | stage0 | stage0 | pv_loop | Network | hub11_to_hub12_pv_loop | 3970.3381 | 0 |  | 0 | 0 | 0
Solution 1 | stage0 | stage0 | pv_loop | Network | hub4_to_hub5_pv_loop | 5616.2451 | 0 |  | 0 | 0 | 0
Solution 1 | stage0 | stage0 | pv_loop | Network | hub12_to_hub13_pv_loop | 178.0524 | 0 |  | 0 | 0 | 0
Solution 1 | stage0 | stage0 | pv_loop | Network | hub8_to_hub9_pv_loop | 5105.1514 | 0 |  | 0 | 0 | 0
Solution 1 | stage0 | stage0 | pv_loop | Network | hub9_to_hub10_pv_loop | 4011.6768 | 0 |  | 0 | 0 | 0
Solution 1 | stage0 | stage0 | pv_loop | Network | hub10_to_hub11_pv_loop | 3970.3381 | 0 |  | 0 | 0 | 0
Solution 2 | stage0 | stage0 | Gas Boiler (Linearized cost) | Conversion | hub1 | 2304.5377 | 925435.3491 |  | 0 | 0 | 0
Solution 2 | stage0 | stage0 | Gas Boiler (Linearized cost) | Conversion | hub10 | 135.9123 | 129549.8068 |  | 0 | 0 | 0
Solution 2 | stage0 | stage0 | Gas Boiler (Linearized cost) | Conversion | hub11 | 218.5355 | 159872.5116 |  | 0 | 0 | 0
Solution 2 | stage0 | stage0 | Gas Boiler (Linearized cost) | Conversion | hub12 | 2153.8699 | 870140.2588 |  | 0 | 0 | 0
Solution 2 | stage0 | stage0 | Gas Boiler (Linearized cost) | Conversion | hub13 | 140.401 | 131197.1509 |  | 0 | 0 | 0
Solution 2 | stage0 | stage0 | Gas Boiler (Linearized cost) | Conversion | hub14 | 142.1925 | 131854.6475 |  | 0 | 0 | 0
Solution 2 | stage0 | stage0 | Gas Boiler (Linearized cost) | Conversion | hub2 | 279.8181 | 182363.2328 |  | 0 | 0 | 0
Solution 2 | stage0 | stage0 | Gas Boiler (Linearized cost) | Conversion | hub3 | 58.7399 | 101227.5561 |  | 0 | 0 | 0
Solution 2 | stage0 | stage0 | Gas Boiler (Linearized cost) | Conversion | hub4 | 273.5294 | 180055.2733 |  | 0 | 0 | 0
Solution 2 | stage0 | stage0 | Gas Boiler (Linearized cost) | Conversion | hub5 | 136.167 | 129643.274 |  | 0 | 0 | 0
Solution 2 | stage0 | stage0 | Gas Boiler (Linearized cost) | Conversion | hub6 | 115.1239 | 121920.461 |  | 0 | 0 | 0
Solution 2 | stage0 | stage0 | Gas Boiler (Linearized cost) | Conversion | hub7 | 104.0534 | 117857.6004 |  | 0 | 0 | 0
Solution 2 | stage0 | stage0 | Gas Boiler (Linearized cost) | Conversion | hub8 | 100.9653 | 116724.2713 |  | 0 | 0 | 0
Solution 2 | stage0 | stage0 | Gas Boiler (Linearized cost) | Conversion | hub9 | 674.3585 | 327159.5735 |  | 0 | 0 | 0
Solution 2 | stage0 | stage0 | Pump DHW gas | Conversion | hub11 | 34.8297 | 6615.3189 |  | 0 | 0 | 0
Solution 2 | stage0 | stage0 | Pump DHW gas | Conversion | hub12 | 554.1475 | 8692.59 |  | 0 | 0 | 0
Solution 2 | stage0 | stage0 | Pump DHW gas | Conversion | hub4 | 94.6748 | 6854.6992 |  | 0 | 0 | 0
Solution 2 | stage0 | stage0 | Pump DHW gas | Conversion | hub5 | 55.1879 | 6696.7517 |  | 0 | 0 | 0
Solution 2 | stage0 | stage0 | Pump DHW gas | Conversion | hub7 | 43.6957 | 6650.7829 |  | 0 | 0 | 0
Solution 2 | stage0 | stage0 | Pump DHW gas | Conversion | hub8 | 43.6957 | 6650.7829 |  | 0 | 0 | 0
Solution 2 | stage0 | stage0 | Pump DHW gas | Conversion | hub9 | 71.4402 | 6761.7607 |  | 0 | 0 | 0
Solution 2 | stage0 | stage0 | Pump SH | Conversion | hub1 | 2304.5377 | 153051.434 |  | 0 | 0 | 0
Solution 2 | stage0 | stage0 | Pump SH | Conversion | hub10 | 135.9123 | 70643.6666 |  | 0 | 0 | 0
Solution 2 | stage0 | stage0 | Pump SH | Conversion | hub11 | 218.5355 | 73783.3473 |  | 0 | 0 | 0
Solution 2 | stage0 | stage0 | Pump SH | Conversion | hub12 | 2153.8699 | 147326.0568 |  | 0 | 0 | 0
Solution 2 | stage0 | stage0 | Pump SH | Conversion | hub13 | 140.401 | 70814.2363 |  | 0 | 0 | 0
Solution 2 | stage0 | stage0 | Pump SH | Conversion | hub14 | 142.1925 | 70882.315 |  | 0 | 0 | 0
Solution 2 | stage0 | stage0 | Pump SH | Conversion | hub2 | 279.8181 | 76112.0868 |  | 0 | 0 | 0
Solution 2 | stage0 | stage0 | Pump SH | Conversion | hub3 | 58.7399 | 67711.1175 |  | 0 | 0 | 0
Solution 2 | stage0 | stage0 | Pump SH | Conversion | hub4 | 273.5294 | 75873.1155 |  | 0 | 0 | 0
Solution 2 | stage0 | stage0 | Pump SH | Conversion | hub5 | 136.167 | 70653.3444 |  | 0 | 0 | 0
Solution 2 | stage0 | stage0 | Pump SH | Conversion | hub6 | 115.1239 | 69853.7071 |  | 0 | 0 | 0
Solution 2 | stage0 | stage0 | Pump SH | Conversion | hub7 | 104.0534 | 69433.0295 |  | 0 | 0 | 0
Solution 2 | stage0 | stage0 | Pump SH | Conversion | hub8 | 100.9653 | 69315.682 |  | 0 | 0 | 0
Solution 2 | stage0 | stage0 | Pump SH | Conversion | hub9 | 674.3585 | 91104.6234 |  | 0 | 0 | 0
Solution 2 | stage0 | stage0 | Pump cooling | Conversion | hub1 | 2746.524 | 128799.7209 |  | 0 | 0 | 0
Solution 2 | stage0 | stage0 | Pump cooling | Conversion | hub10 | 43.5653 | 47710.9591 |  | 0 | 0 | 0
Solution 2 | stage0 | stage0 | Pump cooling | Conversion | hub11 | 266.7618 | 54406.8527 |  | 0 | 0 | 0
Solution 2 | stage0 | stage0 | Pump cooling | Conversion | hub12 | 4679.9342 | 186802.0256 |  | 0 | 0 | 0
Solution 2 | stage0 | stage0 | Pump cooling | Conversion | hub13 | 151.9881 | 50963.6432 |  | 0 | 0 | 0
Solution 2 | stage0 | stage0 | Pump cooling | Conversion | hub14 | 103.6616 | 49513.8471 |  | 0 | 0 | 0
Solution 2 | stage0 | stage0 | Pump cooling | Conversion | hub2 | 326.6423 | 56203.2698 |  | 0 | 0 | 0
Solution 2 | stage0 | stage0 | Pump cooling | Conversion | hub3 | 100.4378 | 49417.1337 |  | 0 | 0 | 0
Solution 2 | stage0 | stage0 | Pump cooling | Conversion | hub4 | 748.031 | 68844.9301 |  | 0 | 0 | 0
Solution 2 | stage0 | stage0 | Pump cooling | Conversion | hub5 | 380.9923 | 57833.7705 |  | 0 | 0 | 0
Solution 2 | stage0 | stage0 | Pump cooling | Conversion | hub6 | 127.8045 | 50238.1341 |  | 0 | 0 | 0
Solution 2 | stage0 | stage0 | Pump cooling | Conversion | hub7 | 264.3832 | 54335.4958 |  | 0 | 0 | 0
Solution 2 | stage0 | stage0 | Pump cooling | Conversion | hub8 | 267.1967 | 54419.9003 |  | 0 | 0 | 0
Solution 2 | stage0 | stage0 | Pump cooling | Conversion | hub9 | 1086.2268 | 78990.8032 |  | 0 | 0 | 0
Solution 2 | stage0 | stage0 | chiller | Conversion | hub1 | 3507.3833 | 5485547.4769 |  | 0 | 0 | 0
Solution 2 | stage0 | stage0 | chiller | Conversion | hub10 | 52.9827 | 82864.8954 |  | 0 | 0 | 0
Solution 2 | stage0 | stage0 | chiller | Conversion | hub11 | 326.6172 | 510829.3521 |  | 0 | 0 | 0
Solution 2 | stage0 | stage0 | chiller | Conversion | hub12 | 5705.3072 | 8923100.4242 |  | 0 | 0 | 0
Solution 2 | stage0 | stage0 | chiller | Conversion | hub13 | 199.4844 | 311993.5846 |  | 0 | 0 | 0
Solution 2 | stage0 | stage0 | chiller | Conversion | hub14 | 136.0558 | 212791.2899 |  | 0 | 0 | 0
Solution 2 | stage0 | stage0 | chiller | Conversion | hub2 | 428.7181 | 670515.0347 |  | 0 | 0 | 0
Solution 2 | stage0 | stage0 | chiller | Conversion | hub3 | 129.4872 | 202518.0274 |  | 0 | 0 | 0
Solution 2 | stage0 | stage0 | chiller | Conversion | hub4 | 909.7304 | 1422818.3083 |  | 0 | 0 | 0
Solution 2 | stage0 | stage0 | chiller | Conversion | hub5 | 463.3502 | 724679.7117 |  | 0 | 0 | 0
Solution 2 | stage0 | stage0 | chiller | Conversion | hub6 | 155.4315 | 243094.9243 |  | 0 | 0 | 0
Solution 2 | stage0 | stage0 | chiller | Conversion | hub7 | 321.534 | 502879.2227 |  | 0 | 0 | 0
Solution 2 | stage0 | stage0 | chiller | Conversion | hub8 | 324.9557 | 508230.7037 |  | 0 | 0 | 0
Solution 2 | stage0 | stage0 | chiller | Conversion | hub9 | 1321.0328 | 2066095.3066 |  | 0 | 0 | 0
Solution 2 | stage0 | stage0 | cooling tower chiller | Conversion | hub1 | 3897.0926 | 0 |  | 0 | 0 | 0
Solution 2 | stage0 | stage0 | cooling tower chiller | Conversion | hub10 | 58.8696 | 0 |  | 0 | 0 | 0
Solution 2 | stage0 | stage0 | cooling tower chiller | Conversion | hub11 | 362.908 | 0 |  | 0 | 0 | 0
Solution 2 | stage0 | stage0 | cooling tower chiller | Conversion | hub12 | 6339.2302 | 0 |  | 0 | 0 | 0
Solution 2 | stage0 | stage0 | cooling tower chiller | Conversion | hub13 | 221.6493 | 0 |  | 0 | 0 | 0
Solution 2 | stage0 | stage0 | cooling tower chiller | Conversion | hub14 | 151.1731 | 0 |  | 0 | 0 | 0
Solution 2 | stage0 | stage0 | cooling tower chiller | Conversion | hub2 | 476.3534 | 0 |  | 0 | 0 | 0
Solution 2 | stage0 | stage0 | cooling tower chiller | Conversion | hub3 | 143.8747 | 0 |  | 0 | 0 | 0
Solution 2 | stage0 | stage0 | cooling tower chiller | Conversion | hub4 | 1010.8115 | 0 |  | 0 | 0 | 0
Solution 2 | stage0 | stage0 | cooling tower chiller | Conversion | hub5 | 514.8336 | 0 |  | 0 | 0 | 0
Solution 2 | stage0 | stage0 | cooling tower chiller | Conversion | hub6 | 172.7017 | 0 |  | 0 | 0 | 0
Solution 2 | stage0 | stage0 | cooling tower chiller | Conversion | hub7 | 357.26 | 0 |  | 0 | 0 | 0
Solution 2 | stage0 | stage0 | cooling tower chiller | Conversion | hub8 | 361.0619 | 0 |  | 0 | 0 | 0
Solution 2 | stage0 | stage0 | cooling tower chiller | Conversion | hub9 | 1467.8142 | 0 |  | 0 | 0 | 0
Solution 2 | stage0 | stage0 | pv to hub | Conversion | hub1 | 871.4892 | 0 |  | 0 | 0 | 0
Solution 2 | stage0 | stage0 | pv to hub | Conversion | hub10 | 18.9483 | 0 |  | 0 | 0 | 0
Solution 2 | stage0 | stage0 | pv to hub | Conversion | hub11 | 98.9698 | 0 |  | 0 | 0 | 0
Solution 2 | stage0 | stage0 | pv to hub | Conversion | hub12 | 1829.1481 | 0 |  | 0 | 0 | 0
Solution 2 | stage0 | stage0 | pv to hub | Conversion | hub13 | 14.277 | 0 |  | 0 | 0 | 0
Solution 2 | stage0 | stage0 | pv to hub | Conversion | hub14 | 24.8367 | 0 |  | 0 | 0 | 0
Solution 2 | stage0 | stage0 | pv to hub | Conversion | hub2 | 66.398 | 0 |  | 0 | 0 | 0
Solution 2 | stage0 | stage0 | pv to hub | Conversion | hub3 | 60.678 | 0 |  | 0 | 0 | 0
Solution 2 | stage0 | stage0 | pv to hub | Conversion | hub4 | 135.9375 | 0 |  | 0 | 0 | 0
Solution 2 | stage0 | stage0 | pv to hub | Conversion | hub5 | 73.4008 | 0 |  | 0 | 0 | 0
Solution 2 | stage0 | stage0 | pv to hub | Conversion | hub6 | 109.0121 | 0 |  | 0 | 0 | 0
Solution 2 | stage0 | stage0 | pv to hub | Conversion | hub7 | 52.0917 | 0 |  | 0 | 0 | 0
Solution 2 | stage0 | stage0 | pv to hub | Conversion | hub8 | 56.2987 | 0 |  | 0 | 0 | 0
Solution 2 | stage0 | stage0 | pv to hub | Conversion | hub9 | 275.5911 | 0 |  | 0 | 0 | 0
Solution 2 | stage0 | stage0 | rooftop to pv | Conversion | plant | 3155.0573 | 11042700.3981 |  | 0 | 1503362.7935 | 0
Solution 2 | stage0 | stage0 | pv_loop | Network | hub1_to_hub2_pv_loop | 2586.3096 | 0 |  | 0 | 0 | 0
Solution 2 | stage0 | stage0 | pv_loop | Network | hub7_to_hub8_pv_loop | 2261.5044 | 0 |  | 0 | 0 | 0
Solution 2 | stage0 | stage0 | pv_loop | Network | hub13_to_hub14_pv_loop | 24.8367 | 0 |  | 0 | 0 | 0
Solution 2 | stage0 | stage0 | pv_loop | Network | plant_to_hub1_pv_loop | 3155.0573 | 0 |  | 0 | 0 | 0
Solution 2 | stage0 | stage0 | pv_loop | Network | hub6_to_hub7_pv_loop | 2313.5961 | 0 |  | 0 | 0 | 0
Solution 2 | stage0 | stage0 | pv_loop | Network | hub5_to_hub6_pv_loop | 2315.6625 | 0 |  | 0 | 0 | 0
Solution 2 | stage0 | stage0 | pv_loop | Network | hub2_to_hub3_pv_loop | 2561.1198 | 0 |  | 0 | 0 | 0
Solution 2 | stage0 | stage0 | pv_loop | Network | hub3_to_hub4_pv_loop | 2525.0008 | 0 |  | 0 | 0 | 0
Solution 2 | stage0 | stage0 | pv_loop | Network | hub11_to_hub12_pv_loop | 1829.8121 | 0 |  | 0 | 0 | 0
Solution 2 | stage0 | stage0 | pv_loop | Network | hub4_to_hub5_pv_loop | 2389.0633 | 0 |  | 0 | 0 | 0
Solution 2 | stage0 | stage0 | pv_loop | Network | hub12_to_hub13_pv_loop | 24.8367 | 0 |  | 0 | 0 | 0
Solution 2 | stage0 | stage0 | pv_loop | Network | hub8_to_hub9_pv_loop | 2205.2057 | 0 |  | 0 | 0 | 0
Solution 2 | stage0 | stage0 | pv_loop | Network | hub9_to_hub10_pv_loop | 1929.6146 | 0 |  | 0 | 0 | 0
Solution 2 | stage0 | stage0 | pv_loop | Network | hub10_to_hub11_pv_loop | 1928.7819 | 0 |  | 0 | 0 | 0
Solution 3 | stage0 | stage0 | Gas Boiler (Linearized cost) | Conversion | hub1 | 2304.5377 | 925435.3491 |  | 0 | 0 | 0
Solution 3 | stage0 | stage0 | Gas Boiler (Linearized cost) | Conversion | hub10 | 135.9123 | 129549.8068 |  | 0 | 0 | 0
Solution 3 | stage0 | stage0 | Gas Boiler (Linearized cost) | Conversion | hub11 | 218.5355 | 159872.5116 |  | 0 | 0 | 0
Solution 3 | stage0 | stage0 | Gas Boiler (Linearized cost) | Conversion | hub12 | 2153.8699 | 870140.2588 |  | 0 | 0 | 0
Solution 3 | stage0 | stage0 | Gas Boiler (Linearized cost) | Conversion | hub13 | 140.401 | 131197.1509 |  | 0 | 0 | 0
Solution 3 | stage0 | stage0 | Gas Boiler (Linearized cost) | Conversion | hub14 | 142.1925 | 131854.6475 |  | 0 | 0 | 0
Solution 3 | stage0 | stage0 | Gas Boiler (Linearized cost) | Conversion | hub2 | 279.8181 | 182363.2328 |  | 0 | 0 | 0
Solution 3 | stage0 | stage0 | Gas Boiler (Linearized cost) | Conversion | hub3 | 58.7399 | 101227.5561 |  | 0 | 0 | 0
Solution 3 | stage0 | stage0 | Gas Boiler (Linearized cost) | Conversion | hub4 | 273.5294 | 180055.2733 |  | 0 | 0 | 0
Solution 3 | stage0 | stage0 | Gas Boiler (Linearized cost) | Conversion | hub5 | 136.167 | 129643.274 |  | 0 | 0 | 0
Solution 3 | stage0 | stage0 | Gas Boiler (Linearized cost) | Conversion | hub6 | 115.1239 | 121920.461 |  | 0 | 0 | 0
Solution 3 | stage0 | stage0 | Gas Boiler (Linearized cost) | Conversion | hub7 | 104.0534 | 117857.6004 |  | 0 | 0 | 0
Solution 3 | stage0 | stage0 | Gas Boiler (Linearized cost) | Conversion | hub8 | 100.9653 | 116724.2713 |  | 0 | 0 | 0
Solution 3 | stage0 | stage0 | Gas Boiler (Linearized cost) | Conversion | hub9 | 674.3585 | 327159.5735 |  | 0 | 0 | 0
Solution 3 | stage0 | stage0 | Pump DHW gas | Conversion | hub11 | 34.8297 | 6615.3189 |  | 0 | 0 | 0
Solution 3 | stage0 | stage0 | Pump DHW gas | Conversion | hub12 | 554.1475 | 8692.59 |  | 0 | 0 | 0
Solution 3 | stage0 | stage0 | Pump DHW gas | Conversion | hub4 | 94.6748 | 6854.6992 |  | 0 | 0 | 0
Solution 3 | stage0 | stage0 | Pump DHW gas | Conversion | hub5 | 55.1879 | 6696.7517 |  | 0 | 0 | 0
Solution 3 | stage0 | stage0 | Pump DHW gas | Conversion | hub7 | 43.6957 | 6650.7829 |  | 0 | 0 | 0
Solution 3 | stage0 | stage0 | Pump DHW gas | Conversion | hub8 | 43.6957 | 6650.7829 |  | 0 | 0 | 0
Solution 3 | stage0 | stage0 | Pump DHW gas | Conversion | hub9 | 71.4402 | 6761.7607 |  | 0 | 0 | 0
Solution 3 | stage0 | stage0 | Pump SH | Conversion | hub1 | 2304.5377 | 153051.434 |  | 0 | 0 | 0
Solution 3 | stage0 | stage0 | Pump SH | Conversion | hub10 | 135.9123 | 70643.6666 |  | 0 | 0 | 0
Solution 3 | stage0 | stage0 | Pump SH | Conversion | hub11 | 218.5355 | 73783.3473 |  | 0 | 0 | 0
Solution 3 | stage0 | stage0 | Pump SH | Conversion | hub12 | 2153.8699 | 147326.0568 |  | 0 | 0 | 0
Solution 3 | stage0 | stage0 | Pump SH | Conversion | hub13 | 140.401 | 70814.2363 |  | 0 | 0 | 0
Solution 3 | stage0 | stage0 | Pump SH | Conversion | hub14 | 142.1925 | 70882.315 |  | 0 | 0 | 0
Solution 3 | stage0 | stage0 | Pump SH | Conversion | hub2 | 279.8181 | 76112.0868 |  | 0 | 0 | 0
Solution 3 | stage0 | stage0 | Pump SH | Conversion | hub3 | 58.7399 | 67711.1175 |  | 0 | 0 | 0
Solution 3 | stage0 | stage0 | Pump SH | Conversion | hub4 | 273.5294 | 75873.1155 |  | 0 | 0 | 0
Solution 3 | stage0 | stage0 | Pump SH | Conversion | hub5 | 136.167 | 70653.3444 |  | 0 | 0 | 0
Solution 3 | stage0 | stage0 | Pump SH | Conversion | hub6 | 115.1239 | 69853.7071 |  | 0 | 0 | 0
Solution 3 | stage0 | stage0 | Pump SH | Conversion | hub7 | 104.0534 | 69433.0295 |  | 0 | 0 | 0
Solution 3 | stage0 | stage0 | Pump SH | Conversion | hub8 | 100.9653 | 69315.682 |  | 0 | 0 | 0
Solution 3 | stage0 | stage0 | Pump SH | Conversion | hub9 | 674.3585 | 91104.6234 |  | 0 | 0 | 0
Solution 3 | stage0 | stage0 | Pump cooling | Conversion | hub1 | 2746.524 | 128799.7209 |  | 0 | 0 | 0
Solution 3 | stage0 | stage0 | Pump cooling | Conversion | hub10 | 43.5653 | 47710.9591 |  | 0 | 0 | 0
Solution 3 | stage0 | stage0 | Pump cooling | Conversion | hub11 | 266.7618 | 54406.8527 |  | 0 | 0 | 0
Solution 3 | stage0 | stage0 | Pump cooling | Conversion | hub12 | 4679.9342 | 186802.0256 |  | 0 | 0 | 0
Solution 3 | stage0 | stage0 | Pump cooling | Conversion | hub13 | 151.9881 | 50963.6432 |  | 0 | 0 | 0
Solution 3 | stage0 | stage0 | Pump cooling | Conversion | hub14 | 103.6616 | 49513.8471 |  | 0 | 0 | 0
Solution 3 | stage0 | stage0 | Pump cooling | Conversion | hub2 | 326.6423 | 56203.2698 |  | 0 | 0 | 0
Solution 3 | stage0 | stage0 | Pump cooling | Conversion | hub3 | 100.4378 | 49417.1337 |  | 0 | 0 | 0
Solution 3 | stage0 | stage0 | Pump cooling | Conversion | hub4 | 748.031 | 68844.9301 |  | 0 | 0 | 0
Solution 3 | stage0 | stage0 | Pump cooling | Conversion | hub5 | 380.9923 | 57833.7705 |  | 0 | 0 | 0
Solution 3 | stage0 | stage0 | Pump cooling | Conversion | hub6 | 127.8045 | 50238.1341 |  | 0 | 0 | 0
Solution 3 | stage0 | stage0 | Pump cooling | Conversion | hub7 | 264.3832 | 54335.4958 |  | 0 | 0 | 0
Solution 3 | stage0 | stage0 | Pump cooling | Conversion | hub8 | 267.1967 | 54419.9003 |  | 0 | 0 | 0
Solution 3 | stage0 | stage0 | Pump cooling | Conversion | hub9 | 1086.2268 | 78990.8032 |  | 0 | 0 | 0
Solution 3 | stage0 | stage0 | chiller | Conversion | hub1 | 3507.3833 | 5485547.4769 |  | 0 | 0 | 0
Solution 3 | stage0 | stage0 | chiller | Conversion | hub10 | 52.9827 | 82864.8954 |  | 0 | 0 | 0
Solution 3 | stage0 | stage0 | chiller | Conversion | hub11 | 326.6172 | 510829.3521 |  | 0 | 0 | 0
Solution 3 | stage0 | stage0 | chiller | Conversion | hub12 | 5705.3072 | 8923100.4242 |  | 0 | 0 | 0
Solution 3 | stage0 | stage0 | chiller | Conversion | hub13 | 199.4844 | 311993.5846 |  | 0 | 0 | 0
Solution 3 | stage0 | stage0 | chiller | Conversion | hub14 | 136.0558 | 212791.2899 |  | 0 | 0 | 0
Solution 3 | stage0 | stage0 | chiller | Conversion | hub2 | 428.7181 | 670515.0347 |  | 0 | 0 | 0
Solution 3 | stage0 | stage0 | chiller | Conversion | hub3 | 129.4872 | 202518.0274 |  | 0 | 0 | 0
Solution 3 | stage0 | stage0 | chiller | Conversion | hub4 | 909.7304 | 1422818.3083 |  | 0 | 0 | 0
Solution 3 | stage0 | stage0 | chiller | Conversion | hub5 | 463.3502 | 724679.7117 |  | 0 | 0 | 0
Solution 3 | stage0 | stage0 | chiller | Conversion | hub6 | 155.4315 | 243094.9243 |  | 0 | 0 | 0
Solution 3 | stage0 | stage0 | chiller | Conversion | hub7 | 321.534 | 502879.2227 |  | 0 | 0 | 0
Solution 3 | stage0 | stage0 | chiller | Conversion | hub8 | 324.9557 | 508230.7037 |  | 0 | 0 | 0
Solution 3 | stage0 | stage0 | chiller | Conversion | hub9 | 1321.0328 | 2066095.3066 |  | 0 | 0 | 0
Solution 3 | stage0 | stage0 | cooling tower chiller | Conversion | hub1 | 3897.0926 | 0 |  | 0 | 0 | 0
Solution 3 | stage0 | stage0 | cooling tower chiller | Conversion | hub10 | 58.8696 | 0 |  | 0 | 0 | 0
Solution 3 | stage0 | stage0 | cooling tower chiller | Conversion | hub11 | 362.908 | 0 |  | 0 | 0 | 0
Solution 3 | stage0 | stage0 | cooling tower chiller | Conversion | hub12 | 6339.2302 | 0 |  | 0 | 0 | 0
Solution 3 | stage0 | stage0 | cooling tower chiller | Conversion | hub13 | 221.6493 | 0 |  | 0 | 0 | 0
Solution 3 | stage0 | stage0 | cooling tower chiller | Conversion | hub14 | 151.1731 | 0 |  | 0 | 0 | 0
Solution 3 | stage0 | stage0 | cooling tower chiller | Conversion | hub2 | 476.3534 | 0 |  | 0 | 0 | 0
Solution 3 | stage0 | stage0 | cooling tower chiller | Conversion | hub3 | 143.8747 | 0 |  | 0 | 0 | 0
Solution 3 | stage0 | stage0 | cooling tower chiller | Conversion | hub4 | 1010.8115 | 0 |  | 0 | 0 | 0
Solution 3 | stage0 | stage0 | cooling tower chiller | Conversion | hub5 | 514.8336 | 0 |  | 0 | 0 | 0
Solution 3 | stage0 | stage0 | cooling tower chiller | Conversion | hub6 | 172.7017 | 0 |  | 0 | 0 | 0
Solution 3 | stage0 | stage0 | cooling tower chiller | Conversion | hub7 | 357.26 | 0 |  | 0 | 0 | 0
Solution 3 | stage0 | stage0 | cooling tower chiller | Conversion | hub8 | 361.0619 | 0 |  | 0 | 0 | 0
Solution 3 | stage0 | stage0 | cooling tower chiller | Conversion | hub9 | 1467.8142 | 0 |  | 0 | 0 | 0
Solution 3 | stage0 | stage0 | parking to pv | Conversion | plant | 0.1 | 400 |  | 0 | 54.4563 | 0
Solution 3 | stage0 | stage0 | pv to hub | Conversion | hub1 | 1438.7908 | 0 |  | 0 | 0 | 0
Solution 3 | stage0 | stage0 | pv to hub | Conversion | hub10 | 27.6891 | 0 |  | 0 | 0 | 0
Solution 3 | stage0 | stage0 | pv to hub | Conversion | hub11 | 145.8005 | 0 |  | 0 | 0 | 0
Solution 3 | stage0 | stage0 | pv to hub | Conversion | hub12 | 1948.008 | 0 |  | 0 | 0 | 0
Solution 3 | stage0 | stage0 | pv to hub | Conversion | hub13 | 43.659 | 0 |  | 0 | 0 | 0
Solution 3 | stage0 | stage0 | pv to hub | Conversion | hub14 | 42.8392 | 0 |  | 0 | 0 | 0
Solution 3 | stage0 | stage0 | pv to hub | Conversion | hub2 | 128.0685 | 0 |  | 0 | 0 | 0
Solution 3 | stage0 | stage0 | pv to hub | Conversion | hub3 | 82.5729 | 0 |  | 0 | 0 | 0
Solution 3 | stage0 | stage0 | pv to hub | Conversion | hub4 | 189.3783 | 0 |  | 0 | 0 | 0
Solution 3 | stage0 | stage0 | pv to hub | Conversion | hub5 | 93.057 | 0 |  | 0 | 0 | 0
Solution 3 | stage0 | stage0 | pv to hub | Conversion | hub6 | 109.0121 | 0 |  | 0 | 0 | 0
Solution 3 | stage0 | stage0 | pv to hub | Conversion | hub7 | 68.3591 | 0 |  | 0 | 0 | 0
Solution 3 | stage0 | stage0 | pv to hub | Conversion | hub8 | 74.1523 | 0 |  | 0 | 0 | 0
Solution 3 | stage0 | stage0 | pv to hub | Conversion | hub9 | 556.159 | 0 |  | 0 | 0 | 0
Solution 3 | stage0 | stage0 | rooftop to pv | Conversion | plant | 6584.7276 | 23046546.6 |  | 0 | 3137576.809 | 0
Solution 3 | stage0 | stage0 | battery | Storage | plant | 4794.6025 | 3629514.0943 | 15 | 2719990.4032 | 1647083.9713 | 0
Solution 3 | stage0 | stage0 | pv_loop | Network | hub1_to_hub2_pv_loop | 3265.0745 | 0 |  | 0 | 0 | 0
Solution 3 | stage0 | stage0 | pv_loop | Network | hub7_to_hub8_pv_loop | 2699.2283 | 0 |  | 0 | 0 | 0
Solution 3 | stage0 | stage0 | pv_loop | Network | hub13_to_hub14_pv_loop | 42.8392 | 0 |  | 0 | 0 | 0
Solution 3 | stage0 | stage0 | pv_loop | Network | plant_to_hub1_pv_loop | 4703.8653 | 0 |  | 0 | 0 | 0
Solution 3 | stage0 | stage0 | pv_loop | Network | hub6_to_hub7_pv_loop | 2759.4121 | 0 |  | 0 | 0 | 0
Solution 3 | stage0 | stage0 | pv_loop | Network | hub5_to_hub6_pv_loop | 2796.9726 | 0 |  | 0 | 0 | 0
Solution 3 | stage0 | stage0 | pv_loop | Network | hub2_to_hub3_pv_loop | 3137.0061 | 0 |  | 0 | 0 | 0
Solution 3 | stage0 | stage0 | pv_loop | Network | hub3_to_hub4_pv_loop | 3058.5 | 0 |  | 0 | 0 | 0
Solution 3 | stage0 | stage0 | pv_loop | Network | hub11_to_hub12_pv_loop | 1948.5853 | 0 |  | 0 | 0 | 0
Solution 3 | stage0 | stage0 | pv_loop | Network | hub4_to_hub5_pv_loop | 2883.2129 | 0 |  | 0 | 0 | 0
Solution 3 | stage0 | stage0 | pv_loop | Network | hub12_to_hub13_pv_loop | 63.9884 | 0 |  | 0 | 0 | 0
Solution 3 | stage0 | stage0 | pv_loop | Network | hub8_to_hub9_pv_loop | 2636.2741 | 0 |  | 0 | 0 | 0
Solution 3 | stage0 | stage0 | pv_loop | Network | hub9_to_hub10_pv_loop | 2080.1151 | 0 |  | 0 | 0 | 0
Solution 3 | stage0 | stage0 | pv_loop | Network | hub10_to_hub11_pv_loop | 2055.8562 | 0 |  | 0 | 0 | 0
Solution 4 | stage0 | stage0 | Gas Boiler (Linearized cost) | Conversion | hub1 | 2304.5377 | 925435.3491 |  | 0 | 0 | 0
Solution 4 | stage0 | stage0 | Gas Boiler (Linearized cost) | Conversion | hub10 | 135.9123 | 129549.8068 |  | 0 | 0 | 0
Solution 4 | stage0 | stage0 | Gas Boiler (Linearized cost) | Conversion | hub11 | 218.5355 | 159872.5116 |  | 0 | 0 | 0
Solution 4 | stage0 | stage0 | Gas Boiler (Linearized cost) | Conversion | hub12 | 2153.8699 | 870140.2588 |  | 0 | 0 | 0
Solution 4 | stage0 | stage0 | Gas Boiler (Linearized cost) | Conversion | hub13 | 140.401 | 131197.1509 |  | 0 | 0 | 0
Solution 4 | stage0 | stage0 | Gas Boiler (Linearized cost) | Conversion | hub14 | 142.1925 | 131854.6475 |  | 0 | 0 | 0
Solution 4 | stage0 | stage0 | Gas Boiler (Linearized cost) | Conversion | hub2 | 279.8181 | 182363.2328 |  | 0 | 0 | 0
Solution 4 | stage0 | stage0 | Gas Boiler (Linearized cost) | Conversion | hub3 | 58.7399 | 101227.5561 |  | 0 | 0 | 0
Solution 4 | stage0 | stage0 | Gas Boiler (Linearized cost) | Conversion | hub4 | 273.5294 | 180055.2733 |  | 0 | 0 | 0
Solution 4 | stage0 | stage0 | Gas Boiler (Linearized cost) | Conversion | hub5 | 136.167 | 129643.274 |  | 0 | 0 | 0
Solution 4 | stage0 | stage0 | Gas Boiler (Linearized cost) | Conversion | hub6 | 115.1239 | 121920.461 |  | 0 | 0 | 0
Solution 4 | stage0 | stage0 | Gas Boiler (Linearized cost) | Conversion | hub7 | 104.0534 | 117857.6004 |  | 0 | 0 | 0
Solution 4 | stage0 | stage0 | Gas Boiler (Linearized cost) | Conversion | hub8 | 100.9653 | 116724.2713 |  | 0 | 0 | 0
Solution 4 | stage0 | stage0 | Gas Boiler (Linearized cost) | Conversion | hub9 | 674.3585 | 327159.5735 |  | 0 | 0 | 0
Solution 4 | stage0 | stage0 | Pump DHW gas | Conversion | hub11 | 34.8297 | 6615.3189 |  | 0 | 0 | 0
Solution 4 | stage0 | stage0 | Pump DHW gas | Conversion | hub12 | 554.1475 | 8692.59 |  | 0 | 0 | 0
Solution 4 | stage0 | stage0 | Pump DHW gas | Conversion | hub4 | 94.6748 | 6854.6992 |  | 0 | 0 | 0
Solution 4 | stage0 | stage0 | Pump DHW gas | Conversion | hub5 | 55.1879 | 6696.7517 |  | 0 | 0 | 0
Solution 4 | stage0 | stage0 | Pump DHW gas | Conversion | hub7 | 43.6957 | 6650.7829 |  | 0 | 0 | 0
Solution 4 | stage0 | stage0 | Pump DHW gas | Conversion | hub8 | 43.6957 | 6650.7829 |  | 0 | 0 | 0
Solution 4 | stage0 | stage0 | Pump DHW gas | Conversion | hub9 | 71.4402 | 6761.7607 |  | 0 | 0 | 0
Solution 4 | stage0 | stage0 | Pump SH | Conversion | hub1 | 2304.5377 | 153051.434 |  | 0 | 0 | 0
Solution 4 | stage0 | stage0 | Pump SH | Conversion | hub10 | 135.9123 | 70643.6666 |  | 0 | 0 | 0
Solution 4 | stage0 | stage0 | Pump SH | Conversion | hub11 | 218.5355 | 73783.3473 |  | 0 | 0 | 0
Solution 4 | stage0 | stage0 | Pump SH | Conversion | hub12 | 2153.8699 | 147326.0568 |  | 0 | 0 | 0
Solution 4 | stage0 | stage0 | Pump SH | Conversion | hub13 | 140.401 | 70814.2363 |  | 0 | 0 | 0
Solution 4 | stage0 | stage0 | Pump SH | Conversion | hub14 | 142.1925 | 70882.315 |  | 0 | 0 | 0
Solution 4 | stage0 | stage0 | Pump SH | Conversion | hub2 | 279.8181 | 76112.0868 |  | 0 | 0 | 0
Solution 4 | stage0 | stage0 | Pump SH | Conversion | hub3 | 58.7399 | 67711.1175 |  | 0 | 0 | 0
Solution 4 | stage0 | stage0 | Pump SH | Conversion | hub4 | 273.5294 | 75873.1155 |  | 0 | 0 | 0
Solution 4 | stage0 | stage0 | Pump SH | Conversion | hub5 | 136.167 | 70653.3444 |  | 0 | 0 | 0
Solution 4 | stage0 | stage0 | Pump SH | Conversion | hub6 | 115.1239 | 69853.7071 |  | 0 | 0 | 0
Solution 4 | stage0 | stage0 | Pump SH | Conversion | hub7 | 104.0534 | 69433.0295 |  | 0 | 0 | 0
Solution 4 | stage0 | stage0 | Pump SH | Conversion | hub8 | 100.9653 | 69315.682 |  | 0 | 0 | 0
Solution 4 | stage0 | stage0 | Pump SH | Conversion | hub9 | 674.3585 | 91104.6234 |  | 0 | 0 | 0
Solution 4 | stage0 | stage0 | Pump cooling | Conversion | hub1 | 2746.524 | 128799.7209 |  | 0 | 0 | 0
Solution 4 | stage0 | stage0 | Pump cooling | Conversion | hub10 | 43.5653 | 47710.9591 |  | 0 | 0 | 0
Solution 4 | stage0 | stage0 | Pump cooling | Conversion | hub11 | 266.7618 | 54406.8527 |  | 0 | 0 | 0
Solution 4 | stage0 | stage0 | Pump cooling | Conversion | hub12 | 4679.9342 | 186802.0256 |  | 0 | 0 | 0
Solution 4 | stage0 | stage0 | Pump cooling | Conversion | hub13 | 151.9881 | 50963.6432 |  | 0 | 0 | 0
Solution 4 | stage0 | stage0 | Pump cooling | Conversion | hub14 | 103.6616 | 49513.8471 |  | 0 | 0 | 0
Solution 4 | stage0 | stage0 | Pump cooling | Conversion | hub2 | 326.6423 | 56203.2698 |  | 0 | 0 | 0
Solution 4 | stage0 | stage0 | Pump cooling | Conversion | hub3 | 100.4378 | 49417.1337 |  | 0 | 0 | 0
Solution 4 | stage0 | stage0 | Pump cooling | Conversion | hub4 | 748.031 | 68844.9301 |  | 0 | 0 | 0
Solution 4 | stage0 | stage0 | Pump cooling | Conversion | hub5 | 380.9923 | 57833.7705 |  | 0 | 0 | 0
Solution 4 | stage0 | stage0 | Pump cooling | Conversion | hub6 | 127.8045 | 50238.1341 |  | 0 | 0 | 0
Solution 4 | stage0 | stage0 | Pump cooling | Conversion | hub7 | 264.3832 | 54335.4958 |  | 0 | 0 | 0
Solution 4 | stage0 | stage0 | Pump cooling | Conversion | hub8 | 267.1967 | 54419.9003 |  | 0 | 0 | 0
Solution 4 | stage0 | stage0 | Pump cooling | Conversion | hub9 | 1086.2268 | 78990.8032 |  | 0 | 0 | 0
Solution 4 | stage0 | stage0 | chiller | Conversion | hub1 | 3507.3833 | 5485547.4769 |  | 0 | 0 | 0
Solution 4 | stage0 | stage0 | chiller | Conversion | hub10 | 52.9827 | 82864.8954 |  | 0 | 0 | 0
Solution 4 | stage0 | stage0 | chiller | Conversion | hub11 | 326.6172 | 510829.3521 |  | 0 | 0 | 0
Solution 4 | stage0 | stage0 | chiller | Conversion | hub12 | 5705.3072 | 8923100.4242 |  | 0 | 0 | 0
Solution 4 | stage0 | stage0 | chiller | Conversion | hub13 | 199.4844 | 311993.5846 |  | 0 | 0 | 0
Solution 4 | stage0 | stage0 | chiller | Conversion | hub14 | 136.0558 | 212791.2899 |  | 0 | 0 | 0
Solution 4 | stage0 | stage0 | chiller | Conversion | hub2 | 428.7181 | 670515.0347 |  | 0 | 0 | 0
Solution 4 | stage0 | stage0 | chiller | Conversion | hub3 | 129.4872 | 202518.0274 |  | 0 | 0 | 0
Solution 4 | stage0 | stage0 | chiller | Conversion | hub4 | 909.7304 | 1422818.3083 |  | 0 | 0 | 0
Solution 4 | stage0 | stage0 | chiller | Conversion | hub5 | 463.3502 | 724679.7117 |  | 0 | 0 | 0
Solution 4 | stage0 | stage0 | chiller | Conversion | hub6 | 155.4315 | 243094.9243 |  | 0 | 0 | 0
Solution 4 | stage0 | stage0 | chiller | Conversion | hub7 | 321.534 | 502879.2227 |  | 0 | 0 | 0
Solution 4 | stage0 | stage0 | chiller | Conversion | hub8 | 324.9557 | 508230.7037 |  | 0 | 0 | 0
Solution 4 | stage0 | stage0 | chiller | Conversion | hub9 | 1321.0328 | 2066095.3066 |  | 0 | 0 | 0
Solution 4 | stage0 | stage0 | cooling tower chiller | Conversion | hub1 | 3897.0926 | 0 |  | 0 | 0 | 0
Solution 4 | stage0 | stage0 | cooling tower chiller | Conversion | hub10 | 58.8696 | 0 |  | 0 | 0 | 0
Solution 4 | stage0 | stage0 | cooling tower chiller | Conversion | hub11 | 362.908 | 0 |  | 0 | 0 | 0
Solution 4 | stage0 | stage0 | cooling tower chiller | Conversion | hub12 | 6339.2302 | 0 |  | 0 | 0 | 0
Solution 4 | stage0 | stage0 | cooling tower chiller | Conversion | hub13 | 221.6493 | 0 |  | 0 | 0 | 0
Solution 4 | stage0 | stage0 | cooling tower chiller | Conversion | hub14 | 151.1731 | 0 |  | 0 | 0 | 0
Solution 4 | stage0 | stage0 | cooling tower chiller | Conversion | hub2 | 476.3534 | 0 |  | 0 | 0 | 0
Solution 4 | stage0 | stage0 | cooling tower chiller | Conversion | hub3 | 143.8747 | 0 |  | 0 | 0 | 0
Solution 4 | stage0 | stage0 | cooling tower chiller | Conversion | hub4 | 1010.8115 | 0 |  | 0 | 0 | 0
Solution 4 | stage0 | stage0 | cooling tower chiller | Conversion | hub5 | 514.8336 | 0 |  | 0 | 0 | 0
Solution 4 | stage0 | stage0 | cooling tower chiller | Conversion | hub6 | 172.7017 | 0 |  | 0 | 0 | 0
Solution 4 | stage0 | stage0 | cooling tower chiller | Conversion | hub7 | 357.26 | 0 |  | 0 | 0 | 0
Solution 4 | stage0 | stage0 | cooling tower chiller | Conversion | hub8 | 361.0619 | 0 |  | 0 | 0 | 0
Solution 4 | stage0 | stage0 | cooling tower chiller | Conversion | hub9 | 1467.8142 | 0 |  | 0 | 0 | 0
Solution 4 | stage0 | stage0 | parking to pv | Conversion | plant | 5043.6508 | 20174603.04 |  | 0 | 2746587.926 | 0
Solution 4 | stage0 | stage0 | pv to hub | Conversion | hub1 | 2527.0892 | 0 |  | 0 | 0 | 0
Solution 4 | stage0 | stage0 | pv to hub | Conversion | hub10 | 47.081 | 0 |  | 0 | 0 | 0
Solution 4 | stage0 | stage0 | pv to hub | Conversion | hub11 | 258.029 | 0 |  | 0 | 0 | 0
Solution 4 | stage0 | stage0 | pv to hub | Conversion | hub12 | 3559.4069 | 0 |  | 0 | 0 | 0
Solution 4 | stage0 | stage0 | pv to hub | Conversion | hub13 | 125.5098 | 0 |  | 0 | 0 | 0
Solution 4 | stage0 | stage0 | pv to hub | Conversion | hub14 | 97.5361 | 0 |  | 0 | 0 | 0
Solution 4 | stage0 | stage0 | pv to hub | Conversion | hub2 | 255.3751 | 0 |  | 0 | 0 | 0
Solution 4 | stage0 | stage0 | pv to hub | Conversion | hub3 | 124.6294 | 0 |  | 0 | 0 | 0
Solution 4 | stage0 | stage0 | pv to hub | Conversion | hub4 | 655.0279 | 0 |  | 0 | 0 | 0
Solution 4 | stage0 | stage0 | pv to hub | Conversion | hub5 | 361.0074 | 0 |  | 0 | 0 | 0
Solution 4 | stage0 | stage0 | pv to hub | Conversion | hub6 | 109.6903 | 0 |  | 0 | 0 | 0
Solution 4 | stage0 | stage0 | pv to hub | Conversion | hub7 | 247.8552 | 0 |  | 0 | 0 | 0
Solution 4 | stage0 | stage0 | pv to hub | Conversion | hub8 | 250.1843 | 0 |  | 0 | 0 | 0
Solution 4 | stage0 | stage0 | pv to hub | Conversion | hub9 | 1058.9404 | 0 |  | 0 | 0 | 0
Solution 4 | stage0 | stage0 | rooftop to pv | Conversion | plant | 6584.7276 | 23046546.6 |  | 0 | 3137576.809 | 0
Solution 4 | stage0 | stage0 | battery | Storage | plant | 8607 | 6515499 | 15 | 4882773.3663 | 2956752.251 | 0
Solution 4 | stage0 | stage0 | pv_loop | Network | hub1_to_hub2_pv_loop | 6529.3844 | 0 |  | 0 | 0 | 0
Solution 4 | stage0 | stage0 | pv_loop | Network | hub7_to_hub8_pv_loop | 5105.1514 | 0 |  | 0 | 0 | 0
Solution 4 | stage0 | stage0 | pv_loop | Network | hub13_to_hub14_pv_loop | 97.5361 | 0 |  | 0 | 0 | 0
Solution 4 | stage0 | stage0 | pv_loop | Network | plant_to_hub1_pv_loop | 8694.5627 | 0 |  | 0 | 0 | 0
Solution 4 | stage0 | stage0 | pv_loop | Network | hub6_to_hub7_pv_loop | 5278.4183 | 0 |  | 0 | 0 | 0
Solution 4 | stage0 | stage0 | pv_loop | Network | hub5_to_hub6_pv_loop | 5616.2451 | 0 |  | 0 | 0 | 0
Solution 4 | stage0 | stage0 | pv_loop | Network | hub2_to_hub3_pv_loop | 6529.3844 | 0 |  | 0 | 0 | 0
Solution 4 | stage0 | stage0 | pv_loop | Network | hub3_to_hub4_pv_loop | 6214.3252 | 0 |  | 0 | 0 | 0
Solution 4 | stage0 | stage0 | pv_loop | Network | hub11_to_hub12_pv_loop | 3970.3381 | 0 |  | 0 | 0 | 0
Solution 4 | stage0 | stage0 | pv_loop | Network | hub4_to_hub5_pv_loop | 5616.2451 | 0 |  | 0 | 0 | 0
Solution 4 | stage0 | stage0 | pv_loop | Network | hub12_to_hub13_pv_loop | 178.0524 | 0 |  | 0 | 0 | 0
Solution 4 | stage0 | stage0 | pv_loop | Network | hub8_to_hub9_pv_loop | 5105.1514 | 0 |  | 0 | 0 | 0
Solution 4 | stage0 | stage0 | pv_loop | Network | hub9_to_hub10_pv_loop | 4011.6768 | 0 |  | 0 | 0 | 0
Solution 4 | stage0 | stage0 | pv_loop | Network | hub10_to_hub11_pv_loop | 3970.3381 | 0 |  | 0 | 0 | 0

## Capacity Limits
Solution | Stage | Name | Type | Hub or Link | Capacity (kW or KWh) | Min capacity (kW or KWh) | Max capacity (kW or KWh)
Solution 1 | stage0 | Gas Boiler (Linearized cost) Mode 1 | Conversion | hub1 | 0.1 | 0.1 | 1000000
Solution 1 | stage0 | Gas Boiler (Linearized cost) Mode 1 | Conversion | hub10 | 0.1 | 0.1 | 1000000
Solution 1 | stage0 | Gas Boiler (Linearized cost) Mode 1 | Conversion | hub13 | 0.1 | 0.1 | 1000000
Solution 1 | stage0 | Gas Boiler (Linearized cost) Mode 1 | Conversion | hub14 | 0.1 | 0.1 | 1000000
Solution 1 | stage0 | Gas Boiler (Linearized cost) Mode 1 | Conversion | hub2 | 0.1 | 0.1 | 1000000
Solution 1 | stage0 | Gas Boiler (Linearized cost) Mode 1 | Conversion | hub3 | 0.1 | 0.1 | 1000000
Solution 1 | stage0 | Gas Boiler (Linearized cost) Mode 1 | Conversion | hub6 | 0.1 | 0.1 | 1000000
Solution 2 | stage0 | Gas Boiler (Linearized cost) Mode 1 | Conversion | hub1 | 0.1 | 0.1 | 1000000
Solution 2 | stage0 | Gas Boiler (Linearized cost) Mode 1 | Conversion | hub10 | 0.1 | 0.1 | 1000000
Solution 2 | stage0 | Gas Boiler (Linearized cost) Mode 1 | Conversion | hub13 | 0.1 | 0.1 | 1000000
Solution 2 | stage0 | Gas Boiler (Linearized cost) Mode 1 | Conversion | hub14 | 0.1 | 0.1 | 1000000
Solution 2 | stage0 | Gas Boiler (Linearized cost) Mode 1 | Conversion | hub2 | 0.1 | 0.1 | 1000000
Solution 2 | stage0 | Gas Boiler (Linearized cost) Mode 1 | Conversion | hub3 | 0.1 | 0.1 | 1000000
Solution 2 | stage0 | Gas Boiler (Linearized cost) Mode 1 | Conversion | hub6 | 0.1 | 0.1 | 1000000
Solution 3 | stage0 | Gas Boiler (Linearized cost) Mode 1 | Conversion | hub1 | 0.1 | 0.1 | 1000000
Solution 3 | stage0 | Gas Boiler (Linearized cost) Mode 1 | Conversion | hub10 | 0.1 | 0.1 | 1000000
Solution 3 | stage0 | Gas Boiler (Linearized cost) Mode 1 | Conversion | hub13 | 0.1 | 0.1 | 1000000
Solution 3 | stage0 | Gas Boiler (Linearized cost) Mode 1 | Conversion | hub14 | 0.1 | 0.1 | 1000000
Solution 3 | stage0 | Gas Boiler (Linearized cost) Mode 1 | Conversion | hub2 | 0.1 | 0.1 | 1000000
Solution 3 | stage0 | Gas Boiler (Linearized cost) Mode 1 | Conversion | hub3 | 0.1 | 0.1 | 1000000
Solution 3 | stage0 | Gas Boiler (Linearized cost) Mode 1 | Conversion | hub6 | 0.1 | 0.1 | 1000000
Solution 3 | stage0 | parking to pv Mode 1 | Conversion | plant | 0.1 | 0.1 | 1000000
Solution 4 | stage0 | Gas Boiler (Linearized cost) Mode 1 | Conversion | hub1 | 0.1 | 0.1 | 1000000
Solution 4 | stage0 | Gas Boiler (Linearized cost) Mode 1 | Conversion | hub10 | 0.1 | 0.1 | 1000000
Solution 4 | stage0 | Gas Boiler (Linearized cost) Mode 1 | Conversion | hub13 | 0.1 | 0.1 | 1000000
Solution 4 | stage0 | Gas Boiler (Linearized cost) Mode 1 | Conversion | hub14 | 0.1 | 0.1 | 1000000
Solution 4 | stage0 | Gas Boiler (Linearized cost) Mode 1 | Conversion | hub2 | 0.1 | 0.1 | 1000000
Solution 4 | stage0 | Gas Boiler (Linearized cost) Mode 1 | Conversion | hub3 | 0.1 | 0.1 | 1000000
Solution 4 | stage0 | Gas Boiler (Linearized cost) Mode 1 | Conversion | hub6 | 0.1 | 0.1 | 1000000
Solution 4 | stage0 | battery | Storage | plant | 8607 | 0.1 | 8607

## Imports
Solution | Name | Stage | Hub | Capacity (kW) | Imported energy (kWh/year) | Monthly capacity (kW)
Solution 1 | Gas | stage0 | hub10 | 151.014 | 57652.0033 | 151.014, 56.629, 58.076, 44.918, 18.418, 0.0, 0.0, 0.0, 0.0, 42.765, 54.926, 56.629
Solution 1 | Gas | stage0 | hub8 | 136.833 | 290721.0394 | 136.833, 133.932, 133.951, 78.672, 47.687, 40.392, 37.235, 37.235, 40.392, 72.701, 99.468, 133.932
Solution 1 | Gas | stage0 | hub11 | 277.685 | 573155.7928 | 277.685, 277.336, 274.798, 274.798, 259.617, 186.397, 192.433, 192.433, 208.004, 274.156, 277.336, 277.336
Solution 1 | Gas | stage0 | hub7 | 139.22 | 294168.3142 | 139.22, 137.363, 135.906, 79.57, 47.687, 40.392, 37.235, 37.235, 40.392, 73.895, 101.275, 137.363
Solution 1 | Gas | stage0 | hub14 | 157.992 | 148531.3693 | 157.992, 129.578, 109.79, 63.375, 26.892, 26.892, 0.0, 0.0, 11.493, 75.409, 81.518, 129.578
Solution 1 | Gas | stage0 | hub2 | 310.909 | 94517.3465 | 290.526, 310.909, 271.399, 160.214, 0.025, 0.0, 0.0, 0.0, 0.0, 159.764, 282.788, 310.909
Solution 1 | Gas | stage0 | hub3 | 65.267 | 49359.818 | 65.267, 62.706, 65.267, 27.64, 4.751, 0.0, 1.177, 0.0, 1.177, 34.189, 40.682, 62.706
Solution 1 | Gas | stage0 | hub4 | 361.123 | 687384.8141 | 361.123, 351.043, 349.885, 192.389, 103.372, 87.517, 80.676, 80.676, 87.517, 189.059, 255.677, 351.043
Solution 1 | Gas | stage0 | hub6 | 127.915 | 72420.3579 | 127.915, 107.693, 106.33, 70.88, 19.011, 0.0, 0.0, 0.0, 0.0, 66.302, 89.128, 107.693
Solution 1 | Gas | stage0 | hub1 | 2560.597 | 854446.7926 | 2560.597, 2026.609, 1559.04, 810.508, 349.461, 29.773, 3.218, 29.773, 184.213, 810.508, 1431.543, 2026.609
Solution 1 | Gas | stage0 | hub13 | 156.001 | 80283.9708 | 156.001, 146.262, 143.915, 141.075, 11.073, 0.0, 0.0, 0.0, 0.0, 141.075, 143.857, 146.262
Solution 1 | Gas | stage0 | hub5 | 178.765 | 359295.4245 | 178.765, 178.765, 170.745, 95.114, 60.229, 51.016, 47.028, 47.028, 51.016, 87.567, 124.862, 178.765
Solution 1 | Gas | stage0 | hub9 | 802.626 | 938923.1383 | 802.626, 706.074, 802.626, 546.538, 284.875, 123.3, 61.86, 61.785, 101.811, 510.393, 628.763, 706.074
Solution 1 | Gas | stage0 | hub12 | 2959.993 | 11980038.073 | 2959.993, 2891.741, 2959.993, 2710.528, 1682.755, 1682.755, 1067.595, 1067.595, 1405.79, 2692.392, 2827.287, 2891.741
Solution 1 | Electricity | stage0 | hub10 | 47.081 | 79763.4871 | 14.568, 14.568, 14.568, 14.568, 37.301, 45.927, 47.081, 47.081, 37.301, 20.345, 17.713, 14.568
Solution 1 | Electricity | stage0 | hub8 | 250.184 | 379921.2879 | 50.346, 54.75, 55.102, 86.697, 158.237, 227.526, 227.526, 250.184, 158.237, 87.754, 78.03, 54.529
Solution 1 | Electricity | stage0 | hub11 | 258.029 | 609150.7958 | 80.614, 80.614, 93.546, 123.123, 201.81, 243.306, 258.029, 258.029, 201.81, 105.055, 105.055, 80.614
Solution 1 | Electricity | stage0 | hub7 | 247.855 | 369311.343 | 47.909, 51.757, 52.911, 84.843, 155.513, 226.201, 226.201, 247.855, 155.513, 85.042, 75.79, 51.688
Solution 1 | Electricity | stage0 | hub14 | 97.536 | 120057.9249 | 14.81, 12.951, 12.956, 12.956, 48.669, 75.611, 97.536, 97.536, 49.604, 21.213, 21.213, 12.951
Solution 1 | Electricity | stage0 | hub2 | 255.375 | 375469.9638 | 47.437, 58.732, 58.732, 95.391, 155.283, 255.375, 255.375, 255.375, 158.919, 116.194, 92.913, 58.732
Solution 1 | Electricity | stage0 | hub3 | 124.629 | 469361.5578 | 48.143, 49.818, 52.129, 65.623, 101.729, 120.553, 124.629, 124.629, 101.729, 64.239, 64.239, 49.818
Solution 1 | Electricity | stage0 | hub4 | 655.028 | 1022232.7344 | 138.668, 158.096, 158.096, 257.244, 441.568, 650.805, 650.805, 655.028, 441.568, 243.364, 216.476, 155.605
Solution 1 | Electricity | stage0 | hub6 | 109.69 | 63141.8244 | 16.836, 16.836, 16.836, 16.836, 68.171, 103.993, 109.69, 109.69, 68.171, 19.279, 16.836, 16.836
Solution 1 | Electricity | stage0 | hub1 | 2527.089 | 3807686.4416 | 805.034, 809.947, 824.975, 1052.658, 1850.79, 2520.86, 2527.089, 2527.089, 1850.79, 1069.068, 1069.068, 809.947
Solution 1 | Electricity | stage0 | hub13 | 125.51 | 110779.7282 | 14.685, 14.685, 14.685, 21.206, 72.031, 124.269, 125.51, 125.51, 80.076, 36.896, 20.688, 14.685
Solution 1 | Electricity | stage0 | hub5 | 361.007 | 578661.5211 | 88.443, 91.273, 93.235, 139.009, 239.288, 349.343, 349.343, 361.007, 239.288, 133.604, 126.483, 89.736
Solution 1 | Electricity | stage0 | hub9 | 1058.94 | 2730616.0918 | 292.203, 315.32, 324.569, 454.433, 768.932, 1028.631, 1028.631, 1058.94, 768.932, 413.491, 413.491, 310.138
Solution 1 | Electricity | stage0 | hub12 | 3559.407 | 11040476.9339 | 1054.81, 1054.81, 1152.465, 1547.884, 2732.417, 3390.732, 3559.407, 3559.407, 2732.417, 1598.938, 1301.539, 1054.81
Solution 2 | Gas | stage0 | hub10 | 151.014 | 57652.0033 | 151.014, 56.629, 58.076, 44.918, 18.418, 0.0, 0.0, 0.0, 0.0, 42.765, 54.926, 56.629
Solution 2 | Gas | stage0 | hub8 | 136.833 | 290721.0394 | 136.833, 133.932, 133.951, 78.672, 47.687, 40.392, 37.235, 37.235, 40.392, 72.701, 99.468, 133.932
Solution 2 | Gas | stage0 | hub11 | 277.685 | 573155.7928 | 277.685, 277.336, 274.798, 274.798, 259.617, 186.397, 192.433, 192.433, 208.004, 274.156, 277.336, 277.336
Solution 2 | Gas | stage0 | hub7 | 139.22 | 294168.3142 | 139.22, 137.363, 135.906, 79.57, 47.687, 40.392, 37.235, 37.235, 40.392, 73.895, 101.275, 137.363
Solution 2 | Gas | stage0 | hub14 | 157.992 | 148531.3693 | 157.992, 129.578, 109.79, 63.375, 26.892, 26.892, 0.0, 0.0, 11.493, 75.409, 81.518, 129.578
Solution 2 | Gas | stage0 | hub2 | 310.909 | 94517.3465 | 290.526, 310.909, 271.399, 160.214, 0.025, 0.0, 0.0, 0.0, 0.0, 159.764, 282.788, 310.909
Solution 2 | Gas | stage0 | hub3 | 65.267 | 49359.818 | 65.267, 62.706, 65.267, 27.64, 4.751, 0.0, 1.177, 0.0, 1.177, 34.189, 40.682, 62.706
Solution 2 | Gas | stage0 | hub4 | 361.123 | 687384.8141 | 361.123, 351.043, 349.885, 192.389, 103.372, 87.517, 80.676, 80.676, 87.517, 189.059, 255.677, 351.043
Solution 2 | Gas | stage0 | hub6 | 127.915 | 72420.3579 | 127.915, 107.693, 106.33, 70.88, 19.011, 0.0, 0.0, 0.0, 0.0, 66.302, 89.128, 107.693
Solution 2 | Gas | stage0 | hub1 | 2560.597 | 854446.7926 | 2560.597, 2026.609, 1559.04, 810.508, 349.461, 29.773, 3.218, 29.773, 184.213, 810.508, 1431.543, 2026.609
Solution 2 | Gas | stage0 | hub13 | 156.001 | 80283.9708 | 156.001, 146.262, 143.915, 141.075, 11.073, 0.0, 0.0, 0.0, 0.0, 141.075, 143.857, 146.262
Solution 2 | Gas | stage0 | hub5 | 178.765 | 359295.4245 | 178.765, 178.765, 170.745, 95.114, 60.229, 51.016, 47.028, 47.028, 51.016, 87.567, 124.862, 178.765
Solution 2 | Gas | stage0 | hub9 | 802.626 | 938923.1383 | 802.626, 706.074, 802.626, 546.538, 284.875, 123.3, 61.86, 61.785, 101.811, 510.393, 628.763, 706.074
Solution 2 | Gas | stage0 | hub12 | 2959.993 | 11980038.073 | 2959.993, 2891.741, 2959.993, 2710.528, 1682.755, 1682.755, 1067.595, 1067.595, 1405.79, 2692.392, 2827.287, 2891.741
Solution 2 | Electricity | stage0 | hub10 | 28.76 | 37029.579 | 10.997, 10.997, 10.997, 10.997, 20.985, 26.979, 28.76, 28.76, 20.985, 10.997, 10.997, 10.997
Solution 2 | Electricity | stage0 | hub8 | 212.794 | 304758.9407 | 49.824, 53.053, 53.053, 82.434, 154.924, 212.794, 212.794, 212.794, 154.924, 86.439, 78.03, 51.78
Solution 2 | Electricity | stage0 | hub11 | 219.618 | 468972.0434 | 59.169, 59.169, 59.169, 85.884, 168.805, 204.091, 219.618, 219.618, 168.805, 76.51, 76.51, 59.169
Solution 2 | Electricity | stage0 | hub7 | 211.452 | 314200.6938 | 47.909, 50.533, 51.444, 80.903, 144.978, 195.403, 211.452, 211.452, 144.978, 84.672, 75.79, 50.533
Solution 2 | Electricity | stage0 | hub14 | 72.699 | 86644.7388 | 14.81, 12.576, 12.639, 12.639, 45.983, 63.457, 72.699, 72.699, 45.983, 12.276, 12.576, 12.576
Solution 2 | Electricity | stage0 | hub2 | 255.375 | 294674.4142 | 36.036, 36.036, 36.036, 67.869, 136.466, 255.375, 255.375, 255.375, 139.616, 116.194, 40.673, 36.036
Solution 2 | Electricity | stage0 | hub3 | 115.236 | 387282.1837 | 47.355, 47.36, 49.913, 61.91, 99.055, 109.938, 115.236, 115.236, 99.055, 59.905, 59.905, 47.36
Solution 2 | Electricity | stage0 | hub4 | 575.986 | 819463.4564 | 134.833, 145.253, 145.253, 236.371, 394.997, 575.986, 575.986, 575.986, 394.997, 235.99, 216.476, 140.719
Solution 2 | Electricity | stage0 | hub6 | 15.855 | 7433.4344 | 12.432, 12.432, 11.739, 2.484, 2.484, 0.678, 0.678, 0.678, 2.484, 15.855, 15.855, 12.432
Solution 2 | Electricity | stage0 | hub1 | 2288.562 | 3014996.5359 | 691.505, 691.505, 705.591, 890.822, 1359.488, 2288.562, 2288.562, 2288.562, 1359.488, 906.577, 807.943, 691.505
Solution 2 | Electricity | stage0 | hub13 | 125.51 | 84964.6719 | 14.685, 14.685, 14.685, 14.685, 72.031, 124.269, 125.51, 125.51, 80.076, 36.896, 14.685, 14.685
Solution 2 | Electricity | stage0 | hub5 | 334.085 | 427606.6358 | 88.443, 91.273, 93.235, 134.174, 238.208, 332.828, 334.085, 334.085, 238.208, 133.604, 126.483, 89.736
Solution 2 | Electricity | stage0 | hub9 | 962.686 | 2314194.0413 | 283.602, 290.574, 324.569, 410.592, 715.074, 875.398, 962.686, 962.686, 715.074, 393.956, 393.956, 287.13
Solution 2 | Electricity | stage0 | hub12 | 3445.643 | 9128164.7901 | 1010.269, 1010.269, 1088.424, 1461.189, 2622.679, 3274.618, 3445.643, 3445.643, 2622.679, 1598.938, 1242.643, 1010.269
Solution 3 | Gas | stage0 | hub10 | 151.014 | 57652.0033 | 151.014, 56.629, 58.076, 44.918, 18.418, 0.0, 0.0, 0.0, 0.0, 42.765, 54.926, 56.629
Solution 3 | Gas | stage0 | hub8 | 136.833 | 290721.0394 | 136.833, 133.932, 133.951, 78.672, 47.687, 40.392, 37.235, 37.235, 40.392, 72.701, 99.468, 133.932
Solution 3 | Gas | stage0 | hub11 | 277.685 | 573155.7928 | 277.685, 277.336, 274.798, 274.798, 259.617, 186.397, 192.433, 192.433, 208.004, 274.156, 277.336, 277.336
Solution 3 | Gas | stage0 | hub7 | 139.22 | 294168.3142 | 139.22, 137.363, 135.906, 79.57, 47.687, 40.392, 37.235, 37.235, 40.392, 73.895, 101.275, 137.363
Solution 3 | Gas | stage0 | hub14 | 157.992 | 148531.3693 | 157.992, 129.578, 109.79, 63.375, 26.892, 26.892, 0.0, 0.0, 11.493, 75.409, 81.518, 129.578
Solution 3 | Gas | stage0 | hub2 | 310.909 | 94517.3465 | 290.526, 310.909, 271.399, 160.214, 0.025, 0.0, 0.0, 0.0, 0.0, 159.764, 282.788, 310.909
Solution 3 | Gas | stage0 | hub3 | 65.267 | 49359.818 | 65.267, 62.706, 65.267, 27.64, 4.751, 0.0, 1.177, 0.0, 1.177, 34.189, 40.682, 62.706
Solution 3 | Gas | stage0 | hub4 | 361.123 | 687384.8141 | 361.123, 351.043, 349.885, 192.389, 103.372, 87.517, 80.676, 80.676, 87.517, 189.059, 255.677, 351.043
Solution 3 | Gas | stage0 | hub6 | 127.915 | 72420.3579 | 127.915, 107.693, 106.33, 70.88, 19.011, 0.0, 0.0, 0.0, 0.0, 66.302, 89.128, 107.693
Solution 3 | Gas | stage0 | hub1 | 2560.597 | 854446.7926 | 2560.597, 2026.609, 1559.04, 810.508, 349.461, 29.773, 3.218, 29.773, 184.213, 810.508, 1431.543, 2026.609
Solution 3 | Gas | stage0 | hub13 | 156.001 | 80283.9708 | 156.001, 146.262, 143.915, 141.075, 11.073, 0.0, 0.0, 0.0, 0.0, 141.075, 143.857, 146.262
Solution 3 | Gas | stage0 | hub5 | 178.765 | 359295.4245 | 178.765, 178.765, 170.745, 95.114, 60.229, 51.016, 47.028, 47.028, 51.016, 87.567, 124.862, 178.765
Solution 3 | Gas | stage0 | hub9 | 802.626 | 938923.1383 | 802.626, 706.074, 802.626, 546.538, 284.875, 123.3, 61.86, 61.785, 101.811, 510.393, 628.763, 706.074
Solution 3 | Gas | stage0 | hub12 | 2959.993 | 11980038.073 | 2959.993, 2891.741, 2959.993, 2710.528, 1682.755, 1682.755, 1067.595, 1067.595, 1405.79, 2692.392, 2827.287, 2891.741
Solution 3 | Electricity | stage0 | hub10 | 26.534 | 28113.531 | 10.997, 10.997, 10.997, 10.997, 16.453, 19.778, 23.469, 26.534, 18.135, 10.997, 10.997, 10.997
Solution 3 | Electricity | stage0 | hub8 | 184.539 | 230952.4229 | 40.25, 40.25, 40.25, 60.543, 130.557, 173.044, 178.192, 184.539, 130.557, 62.985, 57.697, 40.25
Solution 3 | Electricity | stage0 | hub11 | 200.967 | 345146.6131 | 50.964, 50.957, 54.676, 72.022, 144.469, 182.81, 200.967, 200.967, 144.469, 76.132, 66.88, 50.964
Solution 3 | Electricity | stage0 | hub7 | 185.405 | 235428.1457 | 38.669, 38.669, 38.669, 59.929, 130.004, 173.647, 178.655, 185.405, 130.004, 62.155, 56.706, 38.669
Solution 3 | Electricity | stage0 | hub14 | 56.369 | 48411.2767 | 14.81, 12.576, 12.639, 12.639, 26.701, 42.186, 54.697, 56.369, 26.701, 12.276, 12.576, 12.576
Solution 3 | Electricity | stage0 | hub2 | 255.375 | 232725.9673 | 36.036, 36.036, 36.036, 67.869, 136.466, 255.375, 255.375, 255.375, 139.616, 116.194, 36.036, 36.036
Solution 3 | Electricity | stage0 | hub3 | 109.92 | 233170.4162 | 44.418, 44.418, 44.418, 44.418, 86.74, 104.391, 109.92, 109.92, 86.74, 46.679, 46.679, 44.418
Solution 3 | Electricity | stage0 | hub4 | 503.136 | 629245.5657 | 103.51, 103.51, 105.573, 166.875, 353.154, 472.458, 485.472, 503.136, 353.154, 168.345, 154.249, 103.51
Solution 3 | Electricity | stage0 | hub6 | 15.608 | 4929.3635 | 12.432, 12.432, 11.739, 2.484, 2.484, 0.678, 0.678, 0.678, 2.484, 15.608, 15.608, 12.432
Solution 3 | Electricity | stage0 | hub1 | 2288.562 | 1961973.6473 | 674.834, 631.924, 705.591, 884.962, 1341.564, 2288.562, 2288.562, 2288.562, 1341.564, 906.577, 807.943, 573.724
Solution 3 | Electricity | stage0 | hub13 | 125.51 | 66031.0083 | 14.685, 14.685, 14.685, 14.685, 72.031, 124.269, 125.51, 125.51, 80.076, 36.896, 14.685, 14.685
Solution 3 | Electricity | stage0 | hub5 | 295.695 | 321955.969 | 70.605, 70.605, 70.605, 101.948, 207.21, 266.675, 277.069, 295.695, 207.21, 99.33, 97.159, 70.605
Solution 3 | Electricity | stage0 | hub9 | 831.622 | 1631699.8946 | 283.602, 285.345, 287.107, 336.651, 622.525, 776.204, 817.955, 831.622, 622.525, 300.191, 300.191, 283.602
Solution 3 | Electricity | stage0 | hub12 | 3368.85 | 7654356.8619 | 823.876, 823.876, 915.232, 1308.043, 2492.672, 3113.225, 3368.85, 3368.85, 2492.672, 1598.938, 1097.309, 823.876
Solution 4 | Gas | stage0 | hub10 | 151.014 | 57652.0033 | 151.014, 56.629, 58.076, 44.918, 18.418, 0.0, 0.0, 0.0, 0.0, 42.765, 54.926, 56.629
Solution 4 | Gas | stage0 | hub8 | 136.833 | 290721.0394 | 136.833, 133.932, 133.951, 78.672, 47.687, 40.392, 37.235, 37.235, 40.392, 72.701, 99.468, 133.932
Solution 4 | Gas | stage0 | hub11 | 277.685 | 573155.7928 | 277.685, 277.336, 274.798, 274.798, 259.617, 186.397, 192.433, 192.433, 208.004, 274.156, 277.336, 277.336
Solution 4 | Gas | stage0 | hub7 | 139.22 | 294168.3142 | 139.22, 137.363, 135.906, 79.57, 47.687, 40.392, 37.235, 37.235, 40.392, 73.895, 101.275, 137.363
Solution 4 | Gas | stage0 | hub14 | 157.992 | 148531.3693 | 157.992, 129.578, 109.79, 63.375, 26.892, 26.892, 0.0, 0.0, 11.493, 75.409, 81.518, 129.578
Solution 4 | Gas | stage0 | hub2 | 310.909 | 94517.3465 | 290.526, 310.909, 271.399, 160.214, 0.025, 0.0, 0.0, 0.0, 0.0, 159.764, 282.788, 310.909
Solution 4 | Gas | stage0 | hub3 | 65.267 | 49359.818 | 65.267, 62.706, 65.267, 27.64, 4.751, 0.0, 1.177, 0.0, 1.177, 34.189, 40.682, 62.706
Solution 4 | Gas | stage0 | hub4 | 361.123 | 687384.8141 | 361.123, 351.043, 349.885, 192.389, 103.372, 87.517, 80.676, 80.676, 87.517, 189.059, 255.677, 351.043
Solution 4 | Gas | stage0 | hub6 | 127.915 | 72420.3579 | 127.915, 107.693, 106.33, 70.88, 19.011, 0.0, 0.0, 0.0, 0.0, 66.302, 89.128, 107.693
Solution 4 | Gas | stage0 | hub1 | 2560.597 | 854446.7926 | 2560.597, 2026.609, 1559.04, 810.508, 349.461, 29.773, 3.218, 29.773, 184.213, 810.508, 1431.543, 2026.609
Solution 4 | Gas | stage0 | hub13 | 156.001 | 80283.9708 | 156.001, 146.262, 143.915, 141.075, 11.073, 0.0, 0.0, 0.0, 0.0, 141.075, 143.857, 146.262
Solution 4 | Gas | stage0 | hub5 | 178.765 | 359295.4245 | 178.765, 178.765, 170.745, 95.114, 60.229, 51.016, 47.028, 47.028, 51.016, 87.567, 124.862, 178.765
Solution 4 | Gas | stage0 | hub9 | 802.626 | 938923.1383 | 802.626, 706.074, 802.626, 546.538, 284.875, 123.3, 61.86, 61.785, 101.811, 510.393, 628.763, 706.074
Solution 4 | Gas | stage0 | hub12 | 2959.993 | 11980038.073 | 2959.993, 2891.741, 2959.993, 2710.528, 1682.755, 1682.755, 1067.595, 1067.595, 1405.79, 2692.392, 2827.287, 2891.741
Solution 4 | Electricity | stage0 | hub10 | 47.081 | 27927.4089 | 14.568, 14.568, 14.568, 14.568, 37.301, 45.927, 47.081, 47.081, 37.301, 20.345, 17.713, 14.568
Solution 4 | Electricity | stage0 | hub8 | 250.184 | 160826.2305 | 50.346, 54.75, 55.102, 86.697, 158.237, 227.526, 227.526, 250.184, 158.237, 87.754, 78.03, 54.529
Solution 4 | Electricity | stage0 | hub11 | 258.029 | 244504.3257 | 80.614, 80.614, 93.546, 123.123, 201.81, 243.306, 258.029, 258.029, 201.81, 105.055, 105.055, 80.614
Solution 4 | Electricity | stage0 | hub7 | 247.855 | 157521.6831 | 47.909, 51.757, 52.911, 84.843, 155.513, 226.201, 226.201, 247.855, 155.513, 85.042, 75.79, 51.688
Solution 4 | Electricity | stage0 | hub14 | 97.536 | 45840.5002 | 14.81, 12.951, 12.956, 12.956, 48.669, 75.611, 97.536, 97.536, 49.604, 21.213, 21.213, 12.951
Solution 4 | Electricity | stage0 | hub2 | 255.375 | 125298.2693 | 47.437, 58.732, 58.732, 95.391, 155.283, 255.375, 255.375, 255.375, 158.919, 116.194, 92.913, 58.732
Solution 4 | Electricity | stage0 | hub3 | 124.629 | 178319.6032 | 48.143, 49.818, 52.129, 65.623, 101.729, 120.553, 124.629, 124.629, 101.729, 64.239, 64.239, 49.818
Solution 4 | Electricity | stage0 | hub4 | 655.028 | 430038.355 | 138.668, 158.096, 158.096, 257.244, 441.568, 650.805, 650.805, 655.028, 441.568, 243.364, 216.476, 155.605
Solution 4 | Electricity | stage0 | hub6 | 109.69 | 6535.9353 | 16.836, 16.836, 16.836, 16.836, 68.171, 103.993, 109.69, 109.69, 68.171, 19.279, 16.836, 16.836
Solution 4 | Electricity | stage0 | hub1 | 2527.089 | 1163531.8375 | 805.034, 809.947, 824.975, 1052.658, 1850.79, 2520.86, 2527.089, 2527.089, 1850.79, 1069.068, 1069.068, 809.947
Solution 4 | Electricity | stage0 | hub13 | 125.51 | 44999.5566 | 14.685, 14.685, 14.685, 21.206, 72.031, 124.269, 125.51, 125.51, 80.076, 36.896, 20.688, 14.685
Solution 4 | Electricity | stage0 | hub5 | 361.007 | 251457.4426 | 88.443, 91.273, 93.235, 139.009, 239.288, 349.343, 349.343, 361.007, 239.288, 133.604, 126.483, 89.736
Solution 4 | Electricity | stage0 | hub9 | 1058.94 | 1125712.3232 | 292.203, 315.32, 324.569, 454.433, 768.932, 1028.631, 1028.631, 1058.94, 768.932, 413.491, 413.491, 310.138
Solution 4 | Electricity | stage0 | hub12 | 3559.407 | 5595381.7359 | 1054.81, 1054.81, 1152.465, 1547.884, 2732.417, 3390.732, 3559.407, 3559.407, 2732.417, 1598.938, 1301.539, 1054.81

## Exports
Solution | Name | Stage | Hub | Capacity (kW) | Exported energy (kWh/year) | Monthly capacity (kW)
Solution 1 | Heat ambient out | stage0 | hub10 | 58.87 | 55921.1357 | 0.0, 0.0, 0.0, 0.0, 44.339, 56.57, 57.956, 58.87, 44.339, 11.866, 6.813, 0.0
Solution 1 | Heat ambient out | stage0 | hub8 | 361.062 | 416292.1168 | 47.142, 62.27, 63.425, 126.17, 239.131, 344.363, 344.363, 361.062, 239.131, 143.682, 113.856, 62.03
Solution 1 | Heat ambient out | stage0 | hub11 | 362.908 | 796501.4294 | 68.683, 80.788, 101.659, 165.57, 287.149, 342.081, 362.908, 362.908, 287.149, 166.856, 128.865, 80.788
Solution 1 | Heat ambient out | stage0 | hub7 | 357.26 | 394807.4796 | 38.808, 52.979, 56.027, 121.448, 234.402, 342.566, 342.566, 357.26, 234.402, 138.033, 107.552, 52.979
Solution 1 | Heat ambient out | stage0 | hub14 | 151.173 | 71332.2126 | 0.0, 0.0, 0.0, 0.0, 67.308, 109.248, 151.173, 151.173, 71.174, 25.359, 25.359, 0.0
Solution 1 | Heat ambient out | stage0 | hub2 | 476.353 | 313075.2123 | 32.375, 61.695, 61.695, 136.399, 230.484, 476.353, 476.353, 476.353, 239.201, 214.028, 136.713, 61.695
Solution 1 | Heat ambient out | stage0 | hub3 | 143.875 | 179947.2001 | 0.0, 4.787, 9.43, 43.104, 108.006, 136.78, 143.875, 143.875, 108.006, 40.659, 40.659, 4.787
Solution 1 | Heat ambient out | stage0 | hub4 | 1010.812 | 1096167.2972 | 137.498, 190.765, 190.765, 388.98, 666.587, 982.94, 982.94, 1010.812, 673.326, 396.432, 315.031, 184.602
Solution 1 | Heat ambient out | stage0 | hub6 | 172.702 | 47644.803 | 0.0, 0.0, 0.0, 0.0, 108.424, 161.338, 169.038, 172.702, 108.424, 13.384, 0.0, 0.0
Solution 1 | Heat ambient out | stage0 | hub1 | 3897.093 | 3932226.3037 | 636.91, 674.391, 772.402, 1480.291, 2870.779, 3894.87, 3897.093, 3897.093, 2870.779, 1407.803, 1407.803, 658.374
Solution 1 | Heat ambient out | stage0 | hub13 | 221.649 | 97273.4783 | 0.025, 0.049, 0.049, 20.0, 136.524, 221.649, 221.649, 221.649, 152.827, 65.548, 21.073, 0.049
Solution 1 | Heat ambient out | stage0 | hub5 | 514.834 | 570170.4867 | 58.545, 75.604, 79.86, 182.84, 350.007, 490.709, 490.709, 514.834, 350.007, 198.255, 158.914, 75.604
Solution 1 | Heat ambient out | stage0 | hub9 | 1467.814 | 2290053.7288 | 198.707, 263.132, 263.132, 579.123, 1047.538, 1386.578, 1401.735, 1467.814, 1047.538, 511.583, 484.33, 248.635
Solution 1 | Heat ambient out | stage0 | hub12 | 6339.23 | 12604141.2499 | 817.227, 1147.242, 1156.417, 2419.152, 4835.585, 5869.112, 6339.23, 6339.23, 4835.585, 2829.05, 1974.838, 1147.242
Solution 1 | export_electricity | stage0 | plant | 20235.378 | 0 | 16137.898, 16001.827, 16137.898, 19379.614, 20235.378, 20235.378, 19238.865, 19238.865, 20235.378, 15160.179, 15528.964, 15316.046
Solution 2 | Heat ambient out | stage0 | hub10 | 58.87 | 55921.1357 | 0.0, 0.0, 0.0, 0.0, 44.339, 56.57, 57.956, 58.87, 44.339, 11.866, 6.813, 0.0
Solution 2 | Heat ambient out | stage0 | hub8 | 361.062 | 416292.1168 | 47.142, 62.27, 63.425, 126.17, 239.131, 344.363, 344.363, 361.062, 239.131, 143.682, 113.856, 62.03
Solution 2 | Heat ambient out | stage0 | hub11 | 362.908 | 796501.4294 | 68.683, 80.788, 101.659, 165.57, 287.149, 342.081, 362.908, 362.908, 287.149, 166.856, 128.865, 80.788
Solution 2 | Heat ambient out | stage0 | hub7 | 357.26 | 394807.4796 | 38.808, 52.979, 56.027, 121.448, 234.402, 342.566, 342.566, 357.26, 234.402, 138.033, 107.552, 52.979
Solution 2 | Heat ambient out | stage0 | hub14 | 151.173 | 71332.2126 | 0.0, 0.0, 0.0, 0.0, 67.308, 109.248, 151.173, 151.173, 71.174, 25.359, 25.359, 0.0
Solution 2 | Heat ambient out | stage0 | hub2 | 476.353 | 313075.2123 | 32.375, 61.695, 61.695, 136.399, 230.484, 476.353, 476.353, 476.353, 239.201, 214.028, 136.713, 61.695
Solution 2 | Heat ambient out | stage0 | hub3 | 143.875 | 179947.2001 | 0.0, 4.787, 9.43, 43.104, 108.006, 136.78, 143.875, 143.875, 108.006, 40.659, 40.659, 4.787
Solution 2 | Heat ambient out | stage0 | hub4 | 1010.812 | 1096167.2972 | 137.498, 190.765, 190.765, 388.98, 666.587, 982.94, 982.94, 1010.812, 673.326, 396.432, 315.031, 184.602
Solution 2 | Heat ambient out | stage0 | hub6 | 172.702 | 47644.803 | 0.0, 0.0, 0.0, 0.0, 108.424, 161.338, 169.038, 172.702, 108.424, 13.384, 0.0, 0.0
Solution 2 | Heat ambient out | stage0 | hub1 | 3897.093 | 3932226.3037 | 636.91, 674.391, 772.402, 1480.291, 2870.779, 3894.87, 3897.093, 3897.093, 2870.779, 1407.803, 1407.803, 658.374
Solution 2 | Heat ambient out | stage0 | hub13 | 221.649 | 97273.4783 | 0.025, 0.049, 0.049, 20.0, 136.524, 221.649, 221.649, 221.649, 152.827, 65.548, 21.073, 0.049
Solution 2 | Heat ambient out | stage0 | hub5 | 514.834 | 570170.4867 | 58.545, 75.604, 79.86, 182.84, 350.007, 490.709, 490.709, 514.834, 350.007, 198.255, 158.914, 75.604
Solution 2 | Heat ambient out | stage0 | hub9 | 1467.814 | 2290053.7288 | 198.707, 263.132, 263.132, 579.123, 1047.538, 1386.578, 1401.735, 1467.814, 1047.538, 511.583, 484.33, 248.635
Solution 2 | Heat ambient out | stage0 | hub12 | 6339.23 | 12604141.2499 | 817.227, 1147.242, 1156.417, 2419.152, 4835.585, 5869.112, 6339.23, 6339.23, 4835.585, 2829.05, 1974.838, 1147.242
Solution 2 | export_electricity | stage0 | plant | 1213.004 | 99504.2026 | 1020.719, 1020.719, 1020.719, 1213.004, 1213.004, 1213.004, 0.0, 0.0, 41.305, 196.333, 756.199, 452.523
Solution 3 | Heat ambient out | stage0 | hub10 | 58.87 | 55921.1357 | 0.0, 0.0, 0.0, 0.0, 44.339, 56.57, 57.956, 58.87, 44.339, 11.866, 6.813, 0.0
Solution 3 | Heat ambient out | stage0 | hub8 | 361.062 | 416292.1168 | 47.142, 62.27, 63.425, 126.17, 239.131, 344.363, 344.363, 361.062, 239.131, 143.682, 113.856, 62.03
Solution 3 | Heat ambient out | stage0 | hub11 | 362.908 | 796501.4294 | 68.683, 80.788, 101.659, 165.57, 287.149, 342.081, 362.908, 362.908, 287.149, 166.856, 128.865, 80.788
Solution 3 | Heat ambient out | stage0 | hub7 | 357.26 | 394807.4796 | 38.808, 52.979, 56.027, 121.448, 234.402, 342.566, 342.566, 357.26, 234.402, 138.033, 107.552, 52.979
Solution 3 | Heat ambient out | stage0 | hub14 | 151.173 | 71332.2126 | 0.0, 0.0, 0.0, 0.0, 67.308, 109.248, 151.173, 151.173, 71.174, 25.359, 25.359, 0.0
Solution 3 | Heat ambient out | stage0 | hub2 | 476.353 | 313075.2123 | 32.375, 61.695, 61.695, 136.399, 230.484, 476.353, 476.353, 476.353, 239.201, 214.028, 136.713, 61.695
Solution 3 | Heat ambient out | stage0 | hub3 | 143.875 | 179947.2001 | 0.0, 4.787, 9.43, 43.104, 108.006, 136.78, 143.875, 143.875, 108.006, 40.659, 40.659, 4.787
Solution 3 | Heat ambient out | stage0 | hub4 | 1010.812 | 1096167.2972 | 137.498, 190.765, 190.765, 388.98, 666.587, 982.94, 982.94, 1010.812, 673.326, 396.432, 315.031, 184.602
Solution 3 | Heat ambient out | stage0 | hub6 | 172.702 | 47644.803 | 0.0, 0.0, 0.0, 0.0, 108.424, 161.338, 169.038, 172.702, 108.424, 13.384, 0.0, 0.0
Solution 3 | Heat ambient out | stage0 | hub1 | 3897.093 | 3932226.3037 | 636.91, 674.391, 772.402, 1480.291, 2870.779, 3894.87, 3897.093, 3897.093, 2870.779, 1407.803, 1407.803, 658.374
Solution 3 | Heat ambient out | stage0 | hub13 | 221.649 | 97273.4783 | 0.025, 0.049, 0.049, 20.0, 136.524, 221.649, 221.649, 221.649, 152.827, 65.548, 21.073, 0.049
Solution 3 | Heat ambient out | stage0 | hub5 | 514.834 | 570170.4867 | 58.545, 75.604, 79.86, 182.84, 350.007, 490.709, 490.709, 514.834, 350.007, 198.255, 158.914, 75.604
Solution 3 | Heat ambient out | stage0 | hub9 | 1467.814 | 2290053.7288 | 198.707, 263.132, 263.132, 579.123, 1047.538, 1386.578, 1401.735, 1467.814, 1047.538, 511.583, 484.33, 248.635
Solution 3 | Heat ambient out | stage0 | hub12 | 6339.23 | 12604141.2499 | 817.227, 1147.242, 1156.417, 2419.152, 4835.585, 5869.112, 6339.23, 6339.23, 4835.585, 2829.05, 1974.838, 1147.242
Solution 3 | export_electricity | stage0 | plant | 2621.451 | 561664.7191 | 1594.757, 1594.757, 1594.757, 2621.451, 2621.451, 2621.451, 822.934, 212.054, 934.73, 560.756, 1009.632, 726.582
Solution 4 | Heat ambient out | stage0 | hub10 | 58.87 | 55921.1357 | 0.0, 0.0, 0.0, 0.0, 44.339, 56.57, 57.956, 58.87, 44.339, 11.866, 6.813, 0.0
Solution 4 | Heat ambient out | stage0 | hub8 | 361.062 | 416292.1168 | 47.142, 62.27, 63.425, 126.17, 239.131, 344.363, 344.363, 361.062, 239.131, 143.682, 113.856, 62.03
Solution 4 | Heat ambient out | stage0 | hub11 | 362.908 | 796501.4294 | 68.683, 80.788, 101.659, 165.57, 287.149, 342.081, 362.908, 362.908, 287.149, 166.856, 128.865, 80.788
Solution 4 | Heat ambient out | stage0 | hub7 | 357.26 | 394807.4796 | 38.808, 52.979, 56.027, 121.448, 234.402, 342.566, 342.566, 357.26, 234.402, 138.033, 107.552, 52.979
Solution 4 | Heat ambient out | stage0 | hub14 | 151.173 | 71332.2126 | 0.0, 0.0, 0.0, 0.0, 67.308, 109.248, 151.173, 151.173, 71.174, 25.359, 25.359, 0.0
Solution 4 | Heat ambient out | stage0 | hub2 | 476.353 | 313075.2123 | 32.375, 61.695, 61.695, 136.399, 230.484, 476.353, 476.353, 476.353, 239.201, 214.028, 136.713, 61.695
Solution 4 | Heat ambient out | stage0 | hub3 | 143.875 | 179947.2001 | 0.0, 4.787, 9.43, 43.104, 108.006, 136.78, 143.875, 143.875, 108.006, 40.659, 40.659, 4.787
Solution 4 | Heat ambient out | stage0 | hub4 | 1010.812 | 1096167.2972 | 137.498, 190.765, 190.765, 388.98, 666.587, 982.94, 982.94, 1010.812, 673.326, 396.432, 315.031, 184.602
Solution 4 | Heat ambient out | stage0 | hub6 | 172.702 | 47644.803 | 0.0, 0.0, 0.0, 0.0, 108.424, 161.338, 169.038, 172.702, 108.424, 13.384, 0.0, 0.0
Solution 4 | Heat ambient out | stage0 | hub1 | 3897.093 | 3932226.3037 | 636.91, 674.391, 772.402, 1480.291, 2870.779, 3894.87, 3897.093, 3897.093, 2870.779, 1407.803, 1407.803, 658.374
Solution 4 | Heat ambient out | stage0 | hub13 | 221.649 | 97273.4783 | 0.025, 0.049, 0.049, 20.0, 136.524, 221.649, 221.649, 221.649, 152.827, 65.548, 21.073, 0.049
Solution 4 | Heat ambient out | stage0 | hub5 | 514.834 | 570170.4867 | 58.545, 75.604, 79.86, 182.84, 350.007, 490.709, 490.709, 514.834, 350.007, 198.255, 158.914, 75.604
Solution 4 | Heat ambient out | stage0 | hub9 | 1467.814 | 2290053.7288 | 198.707, 263.132, 263.132, 579.123, 1047.538, 1386.578, 1401.735, 1467.814, 1047.538, 511.583, 484.33, 248.635
Solution 4 | Heat ambient out | stage0 | hub12 | 6339.23 | 12604141.2499 | 817.227, 1147.242, 1156.417, 2419.152, 4835.585, 5869.112, 6339.23, 6339.23, 4835.585, 2829.05, 1974.838, 1147.242
Solution 4 | export_electricity | stage0 | plant | 20235.378 | 3154681.7438 | 16137.898, 16001.827, 16137.898, 19379.614, 20235.378, 20235.378, 19238.865, 19238.865, 20235.378, 15160.179, 15528.964, 15316.046

## On-site Resources
Solution | Stage | Name | Hub | Used energy (kWh/year) | Used resources
Solution 1 | stage0 | Solar Roof | plant | 0 | 0
Solution 1 | stage0 | pv_parking | plant | 0 | 0
Solution 2 | stage0 | Solar Roof | plant | 4165749.679 | 22663.6874
Solution 2 | stage0 | pv_parking | plant | 0 | 0
Solution 3 | stage0 | Solar Roof | plant | 8694082.121 | 47300
Solution 3 | stage0 | pv_parking | plant | 73.551 | 0.40015
Solution 4 | stage0 | Solar Roof | plant | 8694082.121 | 47300
Solution 4 | stage0 | pv_parking | plant | 6659336.052 | 36230

## Conversions
Solution | Stage | Name | Hub | Mode | Capacity (kW_max) | Energy in (kWh/year) | Energy out (kWh/year) | Capacity factor
Solution 1 | stage0 | parking to pv | plant | parking to pv Mode 1 | 0 | 0 | 0 | 0
Solution 1 | stage0 | pv to hub | hub1 | pv to hub Mode 1 | 6.4393e-11 | -6.3786e-09 | -6.3786e-09 | -2.8814e-16
Solution 1 | stage0 | pv to hub | hub10 | pv to hub Mode 1 | 6.9028e-11 | 1.1173e-09 | 1.1173e-09 | 2.7092e-15
Solution 1 | stage0 | pv to hub | hub11 | pv to hub Mode 1 | 8.3739e-11 | 1.1659e-09 | 1.1659e-09 | 5.1579e-16
Solution 1 | stage0 | pv to hub | hub12 | pv to hub Mode 1 | 9.3703e-11 | -1.2728e-08 | -1.2728e-08 | -4.0822e-16
Solution 1 | stage0 | pv to hub | hub13 | pv to hub Mode 1 | 1.1506e-10 | 2.2671e-09 | 2.2671e-09 | 2.062e-15
Solution 1 | stage0 | pv to hub | hub14 | pv to hub Mode 1 | 1.1575e-10 | 2.1782e-09 | 2.1782e-09 | 2.5494e-15
Solution 1 | stage0 | pv to hub | hub2 | pv to hub Mode 1 | 1.244e-10 | 2.3339e-09 | 2.3339e-09 | 1.0433e-15
Solution 1 | stage0 | pv to hub | hub3 | pv to hub Mode 1 | 1.2251e-10 | 1.9915e-09 | 1.9915e-09 | 1.8241e-15
Solution 1 | stage0 | pv to hub | hub4 | pv to hub Mode 1 | 9.7033e-11 | 2.679e-09 | 2.679e-09 | 4.6688e-16
Solution 1 | stage0 | pv to hub | hub5 | pv to hub Mode 1 | 6.5448e-11 | 2.061e-09 | 2.061e-09 | 6.5173e-16
Solution 1 | stage0 | pv to hub | hub6 | pv to hub Mode 1 | 7.9353e-11 | 7.6239e-10 | 7.6239e-10 | 7.9343e-16
Solution 1 | stage0 | pv to hub | hub7 | pv to hub Mode 1 | 9.9559e-11 | 8.4996e-09 | 8.4996e-09 | 3.9147e-15
Solution 1 | stage0 | pv to hub | hub8 | pv to hub Mode 1 | 6.6308e-11 | 2.4017e-09 | 2.4017e-09 | 1.0959e-15
Solution 1 | stage0 | pv to hub | hub9 | pv to hub Mode 1 | 8.6708e-11 | 1.493e-09 | 1.493e-09 | 1.6095e-16
Solution 1 | stage0 | Pump DHW gas | hub1 | Pump DHW gas Mode 1 | 0 | 0 | 0 | 0
Solution 1 | stage0 | Pump DHW gas | hub10 | Pump DHW gas Mode 1 | 0 | 0 | 0 | 0
Solution 1 | stage0 | Pump DHW gas | hub11 | Pump DHW gas Mode 1 | 34.8297 | 157809.6407 | 157809.6407 | 0.51722
Solution 1 | stage0 | Pump DHW gas | hub12 | Pump DHW gas Mode 1 | 554.1475 | 3436297.4137 | 3436297.4137 | 0.70788
Solution 1 | stage0 | Pump DHW gas | hub13 | Pump DHW gas Mode 1 | 0 | 0 | 0 | 0
Solution 1 | stage0 | Pump DHW gas | hub14 | Pump DHW gas Mode 1 | 0 | 0 | 0 | 0
Solution 1 | stage0 | Pump DHW gas | hub2 | Pump DHW gas Mode 1 | 0 | 0 | 0 | 0
Solution 1 | stage0 | Pump DHW gas | hub3 | Pump DHW gas Mode 1 | 0 | 0 | 0 | 0
Solution 1 | stage0 | Pump DHW gas | hub4 | Pump DHW gas Mode 1 | 94.6748 | 355193.7441 | 355193.7441 | 0.42828
Solution 1 | stage0 | Pump DHW gas | hub5 | Pump DHW gas Mode 1 | 55.1879 | 207050.2671 | 207050.2671 | 0.42828
Solution 1 | stage0 | Pump DHW gas | hub6 | Pump DHW gas Mode 1 | 0 | 0 | 0 | 0
Solution 1 | stage0 | Pump DHW gas | hub7 | Pump DHW gas Mode 1 | 43.6957 | 163934.9402 | 163934.9402 | 0.42828
Solution 1 | stage0 | Pump DHW gas | hub8 | Pump DHW gas Mode 1 | 43.6957 | 163934.9402 | 163934.9402 | 0.42828
Solution 1 | stage0 | Pump DHW gas | hub9 | Pump DHW gas Mode 1 | 71.4402 | 268024.2486 | 268024.2486 | 0.42828
Solution 1 | stage0 | chiller | hub1 | chiller Mode 1 | 3507.3833 | 622855.2981 | 3539003.6733 | 0.11518
Solution 1 | stage0 | chiller | hub10 | chiller Mode 1 | 52.9827 | 10307.3233 | 50329.0222 | 0.10844
Solution 1 | stage0 | chiller | hub11 | chiller Mode 1 | 326.6172 | 125166.3525 | 716851.2865 | 0.25055
Solution 1 | stage0 | chiller | hub12 | chiller Mode 1 | 5705.3072 | 2026415.818 | 11343727.1249 | 0.22697
Solution 1 | stage0 | chiller | hub13 | chiller Mode 1 | 199.4844 | 18231.8855 | 87546.1305 | 0.050099
Solution 1 | stage0 | chiller | hub14 | chiller Mode 1 | 136.0558 | 13024.3278 | 64198.9914 | 0.053865
Solution 1 | stage0 | chiller | hub2 | chiller Mode 1 | 428.7181 | 53570.0411 | 281767.6911 | 0.075027
Solution 1 | stage0 | chiller | hub3 | chiller Mode 1 | 129.4872 | 30427.9358 | 161952.4801 | 0.14278
Solution 1 | stage0 | chiller | hub4 | chiller Mode 1 | 909.7304 | 174758.5901 | 986550.5674 | 0.12379
Solution 1 | stage0 | chiller | hub5 | chiller Mode 1 | 463.3502 | 90843.6705 | 513153.438 | 0.12643
Solution 1 | stage0 | chiller | hub6 | chiller Mode 1 | 155.4315 | 9073.9701 | 42880.3227 | 0.031493
Solution 1 | stage0 | chiller | hub7 | chiller Mode 1 | 321.534 | 62899.8776 | 355326.7316 | 0.12615
Solution 1 | stage0 | chiller | hub8 | chiller Mode 1 | 324.9557 | 64967.5078 | 374662.9051 | 0.13162
Solution 1 | stage0 | chiller | hub9 | chiller Mode 1 | 1321.0328 | 367009.4268 | 2061048.3559 | 0.1781
Solution 1 | stage0 | cooling tower chiller | hub1 | cooling tower chiller Mode 1 | 3897.0926 | 3932226.3037 | 3932226.3037 | 0.11518
Solution 1 | stage0 | cooling tower chiller | hub10 | cooling tower chiller Mode 1 | 58.8696 | 55921.1357 | 55921.1357 | 0.10844
Solution 1 | stage0 | cooling tower chiller | hub11 | cooling tower chiller Mode 1 | 362.908 | 796501.4294 | 796501.4294 | 0.25055
Solution 1 | stage0 | cooling tower chiller | hub12 | cooling tower chiller Mode 1 | 6339.2302 | 12604141.2499 | 12604141.2499 | 0.22697
Solution 1 | stage0 | cooling tower chiller | hub13 | cooling tower chiller Mode 1 | 221.6493 | 97273.4783 | 97273.4783 | 0.050098
Solution 1 | stage0 | cooling tower chiller | hub14 | cooling tower chiller Mode 1 | 151.1731 | 71332.2126 | 71332.2126 | 0.053865
Solution 1 | stage0 | cooling tower chiller | hub2 | cooling tower chiller Mode 1 | 476.3534 | 313075.2123 | 313075.2123 | 0.075027
Solution 1 | stage0 | cooling tower chiller | hub3 | cooling tower chiller Mode 1 | 143.8747 | 179947.2001 | 179947.2001 | 0.14278
Solution 1 | stage0 | cooling tower chiller | hub4 | cooling tower chiller Mode 1 | 1010.8115 | 1096167.2972 | 1096167.2972 | 0.12379
Solution 1 | stage0 | cooling tower chiller | hub5 | cooling tower chiller Mode 1 | 514.8336 | 570170.4867 | 570170.4867 | 0.12643
Solution 1 | stage0 | cooling tower chiller | hub6 | cooling tower chiller Mode 1 | 172.7017 | 47644.803 | 47644.803 | 0.031493
Solution 1 | stage0 | cooling tower chiller | hub7 | cooling tower chiller Mode 1 | 357.26 | 394807.4796 | 394807.4796 | 0.12615
Solution 1 | stage0 | cooling tower chiller | hub8 | cooling tower chiller Mode 1 | 361.0619 | 416292.1168 | 416292.1168 | 0.13162
Solution 1 | stage0 | cooling tower chiller | hub9 | cooling tower chiller Mode 1 | 1467.8142 | 2290053.7288 | 2290053.7288 | 0.1781
Solution 1 | stage0 | Pump cooling | hub1 | Pump cooling Mode 1 | 2746.524 | 2915756.1625 | 2915756.1625 | 0.12119
Solution 1 | stage0 | Pump cooling | hub10 | Pump cooling Mode 1 | 43.5653 | 40014.3655 | 40014.3655 | 0.10485
Solution 1 | stage0 | Pump cooling | hub11 | Pump cooling Mode 1 | 266.7618 | 591621.0593 | 591621.0593 | 0.25317
Solution 1 | stage0 | Pump cooling | hub12 | Pump cooling Mode 1 | 4679.9342 | 9316281.2408 | 9316281.2408 | 0.22725
Solution 1 | stage0 | Pump cooling | hub13 | Pump cooling Mode 1 | 151.9881 | 69299.9208 | 69299.9208 | 0.05205
Solution 1 | stage0 | Pump cooling | hub14 | Pump cooling Mode 1 | 103.6616 | 51168.1813 | 51168.1813 | 0.056348
Solution 1 | stage0 | Pump cooling | hub2 | Pump cooling Mode 1 | 326.6423 | 228164.2857 | 228164.2857 | 0.079739
Solution 1 | stage0 | Pump cooling | hub3 | Pump cooling Mode 1 | 100.4378 | 131507.1928 | 131507.1928 | 0.14947
Solution 1 | stage0 | Pump cooling | hub4 | Pump cooling Mode 1 | 748.031 | 811707.9696 | 811707.9696 | 0.12387
Solution 1 | stage0 | Pump cooling | hub5 | Pump cooling Mode 1 | 380.9923 | 422265.8725 | 422265.8725 | 0.12652
Solution 1 | stage0 | Pump cooling | hub6 | Pump cooling Mode 1 | 127.8045 | 33799.1386 | 33799.1386 | 0.03019
Solution 1 | stage0 | Pump cooling | hub7 | Pump cooling Mode 1 | 264.3832 | 292396.6082 | 292396.6082 | 0.12625
Solution 1 | stage0 | Pump cooling | hub8 | Pump cooling Mode 1 | 267.1967 | 309665.1621 | 309665.1621 | 0.1323
Solution 1 | stage0 | Pump cooling | hub9 | Pump cooling Mode 1 | 1086.2268 | 1693852.2018 | 1693852.2018 | 0.17801
Solution 1 | stage0 | Pump SH | hub1 | Pump SH Mode 1 | 2304.5377 | 769002.1133 | 769002.1133 | 0.038093
Solution 1 | stage0 | Pump SH | hub10 | Pump SH Mode 1 | 135.9123 | 51886.8029 | 51886.8029 | 0.043581
Solution 1 | stage0 | Pump SH | hub11 | Pump SH Mode 1 | 218.5355 | 358030.5729 | 358030.5729 | 0.18702
Solution 1 | stage0 | Pump SH | hub12 | Pump SH Mode 1 | 2153.8699 | 7345736.852 | 7345736.852 | 0.38932
Solution 1 | stage0 | Pump SH | hub13 | Pump SH Mode 1 | 140.401 | 72255.5737 | 72255.5737 | 0.058749
Solution 1 | stage0 | Pump SH | hub14 | Pump SH Mode 1 | 142.1925 | 133678.2324 | 133678.2324 | 0.10732
Solution 1 | stage0 | Pump SH | hub2 | Pump SH Mode 1 | 279.8181 | 85065.6118 | 85065.6118 | 0.034704
Solution 1 | stage0 | Pump SH | hub3 | Pump SH Mode 1 | 58.7399 | 44423.8362 | 44423.8362 | 0.086333
Solution 1 | stage0 | Pump SH | hub4 | Pump SH Mode 1 | 273.5294 | 263452.5886 | 263452.5886 | 0.10995
Solution 1 | stage0 | Pump SH | hub5 | Pump SH Mode 1 | 136.167 | 116315.6149 | 116315.6149 | 0.097513
Solution 1 | stage0 | Pump SH | hub6 | Pump SH Mode 1 | 115.1239 | 65178.3221 | 65178.3221 | 0.06463
Solution 1 | stage0 | Pump SH | hub7 | Pump SH Mode 1 | 104.0534 | 100816.5426 | 100816.5426 | 0.1106
Solution 1 | stage0 | Pump SH | hub8 | Pump SH Mode 1 | 100.9653 | 97713.9952 | 97713.9952 | 0.11048
Solution 1 | stage0 | Pump SH | hub9 | Pump SH Mode 1 | 674.3585 | 577006.5759 | 577006.5759 | 0.097675
Solution 1 | stage0 | Gas Boiler (Linearized cost) | hub1 | Gas Boiler (Linearized cost) Mode 1 | 0 | 0 | 0 | 0
Solution 1 | stage0 | Gas Boiler (Linearized cost) | hub1 | Gas Boiler (Linearized cost) Mode 2 | 2304.5377 | 854446.7926 | 769002.1133 | 0.038093
Solution 1 | stage0 | Gas Boiler (Linearized cost) | hub10 | Gas Boiler (Linearized cost) Mode 1 | 0 | 0 | 0 | 0
Solution 1 | stage0 | Gas Boiler (Linearized cost) | hub10 | Gas Boiler (Linearized cost) Mode 2 | 135.9123 | 57652.0033 | 51886.8029 | 0.043581
Solution 1 | stage0 | Gas Boiler (Linearized cost) | hub11 | Gas Boiler (Linearized cost) Mode 1 | 34.8297 | 175344.0452 | 157809.6407 | 0.51722
Solution 1 | stage0 | Gas Boiler (Linearized cost) | hub11 | Gas Boiler (Linearized cost) Mode 2 | 218.5355 | 397811.7476 | 358030.5729 | 0.18702
Solution 1 | stage0 | Gas Boiler (Linearized cost) | hub12 | Gas Boiler (Linearized cost) Mode 1 | 554.1475 | 3818108.2375 | 3436297.4137 | 0.70788
Solution 1 | stage0 | Gas Boiler (Linearized cost) | hub12 | Gas Boiler (Linearized cost) Mode 2 | 2153.8699 | 8161929.8355 | 7345736.852 | 0.38932
Solution 1 | stage0 | Gas Boiler (Linearized cost) | hub13 | Gas Boiler (Linearized cost) Mode 1 | 0 | 0 | 0 | 0
Solution 1 | stage0 | Gas Boiler (Linearized cost) | hub13 | Gas Boiler (Linearized cost) Mode 2 | 140.401 | 80283.9708 | 72255.5737 | 0.058749
Solution 1 | stage0 | Gas Boiler (Linearized cost) | hub14 | Gas Boiler (Linearized cost) Mode 1 | 0 | 0 | 0 | 0
Solution 1 | stage0 | Gas Boiler (Linearized cost) | hub14 | Gas Boiler (Linearized cost) Mode 2 | 142.1925 | 148531.3693 | 133678.2324 | 0.10732
Solution 1 | stage0 | Gas Boiler (Linearized cost) | hub2 | Gas Boiler (Linearized cost) Mode 1 | 0 | 0 | 0 | 0
Solution 1 | stage0 | Gas Boiler (Linearized cost) | hub2 | Gas Boiler (Linearized cost) Mode 2 | 279.8181 | 94517.3465 | 85065.6118 | 0.034704
Solution 1 | stage0 | Gas Boiler (Linearized cost) | hub3 | Gas Boiler (Linearized cost) Mode 1 | 0 | 0 | 0 | 0
Solution 1 | stage0 | Gas Boiler (Linearized cost) | hub3 | Gas Boiler (Linearized cost) Mode 2 | 58.7399 | 49359.818 | 44423.8362 | 0.086333
Solution 1 | stage0 | Gas Boiler (Linearized cost) | hub4 | Gas Boiler (Linearized cost) Mode 1 | 94.6748 | 394659.7157 | 355193.7441 | 0.42828
Solution 1 | stage0 | Gas Boiler (Linearized cost) | hub4 | Gas Boiler (Linearized cost) Mode 2 | 273.5294 | 292725.0984 | 263452.5886 | 0.10995
Solution 1 | stage0 | Gas Boiler (Linearized cost) | hub5 | Gas Boiler (Linearized cost) Mode 1 | 55.1879 | 230055.8523 | 207050.2671 | 0.42828
Solution 1 | stage0 | Gas Boiler (Linearized cost) | hub5 | Gas Boiler (Linearized cost) Mode 2 | 136.167 | 129239.5721 | 116315.6149 | 0.097513
Solution 1 | stage0 | Gas Boiler (Linearized cost) | hub6 | Gas Boiler (Linearized cost) Mode 1 | 0 | 0 | 0 | 0
Solution 1 | stage0 | Gas Boiler (Linearized cost) | hub6 | Gas Boiler (Linearized cost) Mode 2 | 115.1239 | 72420.3579 | 65178.3221 | 0.06463
Solution 1 | stage0 | Gas Boiler (Linearized cost) | hub7 | Gas Boiler (Linearized cost) Mode 1 | 43.6957 | 182149.9336 | 163934.9402 | 0.42828
Solution 1 | stage0 | Gas Boiler (Linearized cost) | hub7 | Gas Boiler (Linearized cost) Mode 2 | 104.0534 | 112018.3806 | 100816.5426 | 0.1106
Solution 1 | stage0 | Gas Boiler (Linearized cost) | hub8 | Gas Boiler (Linearized cost) Mode 1 | 43.6957 | 182149.9336 | 163934.9402 | 0.42828
Solution 1 | stage0 | Gas Boiler (Linearized cost) | hub8 | Gas Boiler (Linearized cost) Mode 2 | 100.9653 | 108571.1058 | 97713.9952 | 0.11048
Solution 1 | stage0 | Gas Boiler (Linearized cost) | hub9 | Gas Boiler (Linearized cost) Mode 1 | 71.4402 | 297804.7206 | 268024.2486 | 0.42828
Solution 1 | stage0 | Gas Boiler (Linearized cost) | hub9 | Gas Boiler (Linearized cost) Mode 2 | 674.3585 | 641118.4177 | 577006.5759 | 0.097675
Solution 1 | stage0 | rooftop to pv | plant | rooftop to pv Mode 1 | 0 | 0 | 0 | 0
Solution 2 | stage0 | parking to pv | plant | parking to pv Mode 1 | 0 | 0 | 0 | 0
Solution 2 | stage0 | pv to hub | hub1 | pv to hub Mode 1 | 871.4892 | 792689.9058 | 792689.9058 | 0.10383
Solution 2 | stage0 | pv to hub | hub10 | pv to hub Mode 1 | 18.9483 | 42733.9082 | 42733.9082 | 0.25746
Solution 2 | stage0 | pv to hub | hub11 | pv to hub Mode 1 | 98.9698 | 140178.7525 | 140178.7525 | 0.16169
Solution 2 | stage0 | pv to hub | hub12 | pv to hub Mode 1 | 1829.1481 | 1912312.1438 | 1912312.1438 | 0.11935
Solution 2 | stage0 | pv to hub | hub13 | pv to hub Mode 1 | 14.277 | 25815.0563 | 25815.0563 | 0.20641
Solution 2 | stage0 | pv to hub | hub14 | pv to hub Mode 1 | 24.8367 | 33413.186 | 33413.186 | 0.15357
Solution 2 | stage0 | pv to hub | hub2 | pv to hub Mode 1 | 66.398 | 80795.5495 | 80795.5495 | 0.13891
Solution 2 | stage0 | pv to hub | hub3 | pv to hub Mode 1 | 60.678 | 82079.3741 | 82079.3741 | 0.15442
Solution 2 | stage0 | pv to hub | hub4 | pv to hub Mode 1 | 135.9375 | 202769.2779 | 202769.2779 | 0.17028
Solution 2 | stage0 | pv to hub | hub5 | pv to hub Mode 1 | 73.4008 | 151054.8853 | 151054.8853 | 0.23492
Solution 2 | stage0 | pv to hub | hub6 | pv to hub Mode 1 | 109.0121 | 55708.39 | 55708.39 | 0.058337
Solution 2 | stage0 | pv to hub | hub7 | pv to hub Mode 1 | 52.0917 | 55110.6492 | 55110.6492 | 0.12077
Solution 2 | stage0 | pv to hub | hub8 | pv to hub Mode 1 | 56.2987 | 75162.3473 | 75162.3473 | 0.1524
Solution 2 | stage0 | pv to hub | hub9 | pv to hub Mode 1 | 275.5911 | 416422.0504 | 416422.0504 | 0.17249
Solution 2 | stage0 | Pump DHW gas | hub1 | Pump DHW gas Mode 1 | 0 | 0 | 0 | 0
Solution 2 | stage0 | Pump DHW gas | hub10 | Pump DHW gas Mode 1 | 0 | 0 | 0 | 0
Solution 2 | stage0 | Pump DHW gas | hub11 | Pump DHW gas Mode 1 | 34.8297 | 157809.6407 | 157809.6407 | 0.51722
Solution 2 | stage0 | Pump DHW gas | hub12 | Pump DHW gas Mode 1 | 554.1475 | 3436297.4137 | 3436297.4137 | 0.70788
Solution 2 | stage0 | Pump DHW gas | hub13 | Pump DHW gas Mode 1 | 0 | 0 | 0 | 0
Solution 2 | stage0 | Pump DHW gas | hub14 | Pump DHW gas Mode 1 | 0 | 0 | 0 | 0
Solution 2 | stage0 | Pump DHW gas | hub2 | Pump DHW gas Mode 1 | 0 | 0 | 0 | 0
Solution 2 | stage0 | Pump DHW gas | hub3 | Pump DHW gas Mode 1 | 0 | 0 | 0 | 0
Solution 2 | stage0 | Pump DHW gas | hub4 | Pump DHW gas Mode 1 | 94.6748 | 355193.7441 | 355193.7441 | 0.42828
Solution 2 | stage0 | Pump DHW gas | hub5 | Pump DHW gas Mode 1 | 55.1879 | 207050.2671 | 207050.2671 | 0.42828
Solution 2 | stage0 | Pump DHW gas | hub6 | Pump DHW gas Mode 1 | 0 | 0 | 0 | 0
Solution 2 | stage0 | Pump DHW gas | hub7 | Pump DHW gas Mode 1 | 43.6957 | 163934.9402 | 163934.9402 | 0.42828
Solution 2 | stage0 | Pump DHW gas | hub8 | Pump DHW gas Mode 1 | 43.6957 | 163934.9402 | 163934.9402 | 0.42828
Solution 2 | stage0 | Pump DHW gas | hub9 | Pump DHW gas Mode 1 | 71.4402 | 268024.2486 | 268024.2486 | 0.42828
Solution 2 | stage0 | chiller | hub1 | chiller Mode 1 | 3507.3833 | 622855.2981 | 3539003.6733 | 0.11518
Solution 2 | stage0 | chiller | hub10 | chiller Mode 1 | 52.9827 | 10307.3233 | 50329.0222 | 0.10844
Solution 2 | stage0 | chiller | hub11 | chiller Mode 1 | 326.6172 | 125166.3525 | 716851.2865 | 0.25055
Solution 2 | stage0 | chiller | hub12 | chiller Mode 1 | 5705.3072 | 2026415.818 | 11343727.1249 | 0.22697
Solution 2 | stage0 | chiller | hub13 | chiller Mode 1 | 199.4844 | 18231.8855 | 87546.1305 | 0.050099
Solution 2 | stage0 | chiller | hub14 | chiller Mode 1 | 136.0558 | 13024.3278 | 64198.9914 | 0.053865
Solution 2 | stage0 | chiller | hub2 | chiller Mode 1 | 428.7181 | 53570.0411 | 281767.6911 | 0.075027
Solution 2 | stage0 | chiller | hub3 | chiller Mode 1 | 129.4872 | 30427.9358 | 161952.4801 | 0.14278
Solution 2 | stage0 | chiller | hub4 | chiller Mode 1 | 909.7304 | 174758.5901 | 986550.5674 | 0.12379
Solution 2 | stage0 | chiller | hub5 | chiller Mode 1 | 463.3502 | 90843.6705 | 513153.438 | 0.12643
Solution 2 | stage0 | chiller | hub6 | chiller Mode 1 | 155.4315 | 9073.9701 | 42880.3227 | 0.031493
Solution 2 | stage0 | chiller | hub7 | chiller Mode 1 | 321.534 | 62899.8776 | 355326.7316 | 0.12615
Solution 2 | stage0 | chiller | hub8 | chiller Mode 1 | 324.9557 | 64967.5078 | 374662.9051 | 0.13162
Solution 2 | stage0 | chiller | hub9 | chiller Mode 1 | 1321.0328 | 367009.4268 | 2061048.3559 | 0.1781
Solution 2 | stage0 | cooling tower chiller | hub1 | cooling tower chiller Mode 1 | 3897.0926 | 3932226.3037 | 3932226.3037 | 0.11518
Solution 2 | stage0 | cooling tower chiller | hub10 | cooling tower chiller Mode 1 | 58.8696 | 55921.1357 | 55921.1357 | 0.10844
Solution 2 | stage0 | cooling tower chiller | hub11 | cooling tower chiller Mode 1 | 362.908 | 796501.4294 | 796501.4294 | 0.25055
Solution 2 | stage0 | cooling tower chiller | hub12 | cooling tower chiller Mode 1 | 6339.2302 | 12604141.2499 | 12604141.2499 | 0.22697
Solution 2 | stage0 | cooling tower chiller | hub13 | cooling tower chiller Mode 1 | 221.6493 | 97273.4783 | 97273.4783 | 0.050098
Solution 2 | stage0 | cooling tower chiller | hub14 | cooling tower chiller Mode 1 | 151.1731 | 71332.2126 | 71332.2126 | 0.053865
Solution 2 | stage0 | cooling tower chiller | hub2 | cooling tower chiller Mode 1 | 476.3534 | 313075.2123 | 313075.2123 | 0.075027
Solution 2 | stage0 | cooling tower chiller | hub3 | cooling tower chiller Mode 1 | 143.8747 | 179947.2001 | 179947.2001 | 0.14278
Solution 2 | stage0 | cooling tower chiller | hub4 | cooling tower chiller Mode 1 | 1010.8115 | 1096167.2972 | 1096167.2972 | 0.12379
Solution 2 | stage0 | cooling tower chiller | hub5 | cooling tower chiller Mode 1 | 514.8336 | 570170.4867 | 570170.4867 | 0.12643
Solution 2 | stage0 | cooling tower chiller | hub6 | cooling tower chiller Mode 1 | 172.7017 | 47644.803 | 47644.803 | 0.031493
Solution 2 | stage0 | cooling tower chiller | hub7 | cooling tower chiller Mode 1 | 357.26 | 394807.4796 | 394807.4796 | 0.12615
Solution 2 | stage0 | cooling tower chiller | hub8 | cooling tower chiller Mode 1 | 361.0619 | 416292.1168 | 416292.1168 | 0.13162
Solution 2 | stage0 | cooling tower chiller | hub9 | cooling tower chiller Mode 1 | 1467.8142 | 2290053.7288 | 2290053.7288 | 0.1781
Solution 2 | stage0 | Pump cooling | hub1 | Pump cooling Mode 1 | 2746.524 | 2915756.1625 | 2915756.1625 | 0.12119
Solution 2 | stage0 | Pump cooling | hub10 | Pump cooling Mode 1 | 43.5653 | 40014.3655 | 40014.3655 | 0.10485
Solution 2 | stage0 | Pump cooling | hub11 | Pump cooling Mode 1 | 266.7618 | 591621.0593 | 591621.0593 | 0.25317
Solution 2 | stage0 | Pump cooling | hub12 | Pump cooling Mode 1 | 4679.9342 | 9316281.2408 | 9316281.2408 | 0.22725
Solution 2 | stage0 | Pump cooling | hub13 | Pump cooling Mode 1 | 151.9881 | 69299.9208 | 69299.9208 | 0.05205
Solution 2 | stage0 | Pump cooling | hub14 | Pump cooling Mode 1 | 103.6616 | 51168.1813 | 51168.1813 | 0.056348
Solution 2 | stage0 | Pump cooling | hub2 | Pump cooling Mode 1 | 326.6423 | 228164.2857 | 228164.2857 | 0.079739
Solution 2 | stage0 | Pump cooling | hub3 | Pump cooling Mode 1 | 100.4378 | 131507.1928 | 131507.1928 | 0.14947
Solution 2 | stage0 | Pump cooling | hub4 | Pump cooling Mode 1 | 748.031 | 811707.9696 | 811707.9696 | 0.12387
Solution 2 | stage0 | Pump cooling | hub5 | Pump cooling Mode 1 | 380.9923 | 422265.8725 | 422265.8725 | 0.12652
Solution 2 | stage0 | Pump cooling | hub6 | Pump cooling Mode 1 | 127.8045 | 33799.1386 | 33799.1386 | 0.03019
Solution 2 | stage0 | Pump cooling | hub7 | Pump cooling Mode 1 | 264.3832 | 292396.6082 | 292396.6082 | 0.12625
Solution 2 | stage0 | Pump cooling | hub8 | Pump cooling Mode 1 | 267.1967 | 309665.1621 | 309665.1621 | 0.1323
Solution 2 | stage0 | Pump cooling | hub9 | Pump cooling Mode 1 | 1086.2268 | 1693852.2018 | 1693852.2018 | 0.17801
Solution 2 | stage0 | Pump SH | hub1 | Pump SH Mode 1 | 2304.5377 | 769002.1133 | 769002.1133 | 0.038093
Solution 2 | stage0 | Pump SH | hub10 | Pump SH Mode 1 | 135.9123 | 51886.8029 | 51886.8029 | 0.043581
Solution 2 | stage0 | Pump SH | hub11 | Pump SH Mode 1 | 218.5355 | 358030.5729 | 358030.5729 | 0.18702
Solution 2 | stage0 | Pump SH | hub12 | Pump SH Mode 1 | 2153.8699 | 7345736.852 | 7345736.852 | 0.38932
Solution 2 | stage0 | Pump SH | hub13 | Pump SH Mode 1 | 140.401 | 72255.5737 | 72255.5737 | 0.058749
Solution 2 | stage0 | Pump SH | hub14 | Pump SH Mode 1 | 142.1925 | 133678.2324 | 133678.2324 | 0.10732
Solution 2 | stage0 | Pump SH | hub2 | Pump SH Mode 1 | 279.8181 | 85065.6118 | 85065.6118 | 0.034704
Solution 2 | stage0 | Pump SH | hub3 | Pump SH Mode 1 | 58.7399 | 44423.8362 | 44423.8362 | 0.086333
Solution 2 | stage0 | Pump SH | hub4 | Pump SH Mode 1 | 273.5294 | 263452.5886 | 263452.5886 | 0.10995
Solution 2 | stage0 | Pump SH | hub5 | Pump SH Mode 1 | 136.167 | 116315.6149 | 116315.6149 | 0.097513
Solution 2 | stage0 | Pump SH | hub6 | Pump SH Mode 1 | 115.1239 | 65178.3221 | 65178.3221 | 0.06463
Solution 2 | stage0 | Pump SH | hub7 | Pump SH Mode 1 | 104.0534 | 100816.5426 | 100816.5426 | 0.1106
Solution 2 | stage0 | Pump SH | hub8 | Pump SH Mode 1 | 100.9653 | 97713.9952 | 97713.9952 | 0.11048
Solution 2 | stage0 | Pump SH | hub9 | Pump SH Mode 1 | 674.3585 | 577006.5759 | 577006.5759 | 0.097675
Solution 2 | stage0 | Gas Boiler (Linearized cost) | hub1 | Gas Boiler (Linearized cost) Mode 1 | 0 | 0 | 0 | 0
Solution 2 | stage0 | Gas Boiler (Linearized cost) | hub1 | Gas Boiler (Linearized cost) Mode 2 | 2304.5377 | 854446.7926 | 769002.1133 | 0.038093
Solution 2 | stage0 | Gas Boiler (Linearized cost) | hub10 | Gas Boiler (Linearized cost) Mode 1 | 0 | 0 | 0 | 0
Solution 2 | stage0 | Gas Boiler (Linearized cost) | hub10 | Gas Boiler (Linearized cost) Mode 2 | 135.9123 | 57652.0033 | 51886.8029 | 0.043581
Solution 2 | stage0 | Gas Boiler (Linearized cost) | hub11 | Gas Boiler (Linearized cost) Mode 1 | 34.8297 | 175344.0452 | 157809.6407 | 0.51722
Solution 2 | stage0 | Gas Boiler (Linearized cost) | hub11 | Gas Boiler (Linearized cost) Mode 2 | 218.5355 | 397811.7476 | 358030.5729 | 0.18702
Solution 2 | stage0 | Gas Boiler (Linearized cost) | hub12 | Gas Boiler (Linearized cost) Mode 1 | 554.1475 | 3818108.2375 | 3436297.4137 | 0.70788
Solution 2 | stage0 | Gas Boiler (Linearized cost) | hub12 | Gas Boiler (Linearized cost) Mode 2 | 2153.8699 | 8161929.8355 | 7345736.852 | 0.38932
Solution 2 | stage0 | Gas Boiler (Linearized cost) | hub13 | Gas Boiler (Linearized cost) Mode 1 | 0 | 0 | 0 | 0
Solution 2 | stage0 | Gas Boiler (Linearized cost) | hub13 | Gas Boiler (Linearized cost) Mode 2 | 140.401 | 80283.9708 | 72255.5737 | 0.058749
Solution 2 | stage0 | Gas Boiler (Linearized cost) | hub14 | Gas Boiler (Linearized cost) Mode 1 | 0 | 0 | 0 | 0
Solution 2 | stage0 | Gas Boiler (Linearized cost) | hub14 | Gas Boiler (Linearized cost) Mode 2 | 142.1925 | 148531.3693 | 133678.2324 | 0.10732
Solution 2 | stage0 | Gas Boiler (Linearized cost) | hub2 | Gas Boiler (Linearized cost) Mode 1 | 0 | 0 | 0 | 0
Solution 2 | stage0 | Gas Boiler (Linearized cost) | hub2 | Gas Boiler (Linearized cost) Mode 2 | 279.8181 | 94517.3465 | 85065.6118 | 0.034704
Solution 2 | stage0 | Gas Boiler (Linearized cost) | hub3 | Gas Boiler (Linearized cost) Mode 1 | 0 | 0 | 0 | 0
Solution 2 | stage0 | Gas Boiler (Linearized cost) | hub3 | Gas Boiler (Linearized cost) Mode 2 | 58.7399 | 49359.818 | 44423.8362 | 0.086333
Solution 2 | stage0 | Gas Boiler (Linearized cost) | hub4 | Gas Boiler (Linearized cost) Mode 1 | 94.6748 | 394659.7157 | 355193.7441 | 0.42828
Solution 2 | stage0 | Gas Boiler (Linearized cost) | hub4 | Gas Boiler (Linearized cost) Mode 2 | 273.5294 | 292725.0984 | 263452.5886 | 0.10995
Solution 2 | stage0 | Gas Boiler (Linearized cost) | hub5 | Gas Boiler (Linearized cost) Mode 1 | 55.1879 | 230055.8523 | 207050.2671 | 0.42828
Solution 2 | stage0 | Gas Boiler (Linearized cost) | hub5 | Gas Boiler (Linearized cost) Mode 2 | 136.167 | 129239.5721 | 116315.6149 | 0.097513
Solution 2 | stage0 | Gas Boiler (Linearized cost) | hub6 | Gas Boiler (Linearized cost) Mode 1 | 0 | 0 | 0 | 0
Solution 2 | stage0 | Gas Boiler (Linearized cost) | hub6 | Gas Boiler (Linearized cost) Mode 2 | 115.1239 | 72420.3579 | 65178.3221 | 0.06463
Solution 2 | stage0 | Gas Boiler (Linearized cost) | hub7 | Gas Boiler (Linearized cost) Mode 1 | 43.6957 | 182149.9336 | 163934.9402 | 0.42828
Solution 2 | stage0 | Gas Boiler (Linearized cost) | hub7 | Gas Boiler (Linearized cost) Mode 2 | 104.0534 | 112018.3806 | 100816.5426 | 0.1106
Solution 2 | stage0 | Gas Boiler (Linearized cost) | hub8 | Gas Boiler (Linearized cost) Mode 1 | 43.6957 | 182149.9336 | 163934.9402 | 0.42828
Solution 2 | stage0 | Gas Boiler (Linearized cost) | hub8 | Gas Boiler (Linearized cost) Mode 2 | 100.9653 | 108571.1058 | 97713.9952 | 0.11048
Solution 2 | stage0 | Gas Boiler (Linearized cost) | hub9 | Gas Boiler (Linearized cost) Mode 1 | 71.4402 | 297804.7206 | 268024.2486 | 0.42828
Solution 2 | stage0 | Gas Boiler (Linearized cost) | hub9 | Gas Boiler (Linearized cost) Mode 2 | 674.3585 | 641118.4177 | 577006.5759 | 0.097675
Solution 2 | stage0 | rooftop to pv | plant | rooftop to pv Mode 1 | 3155.0573 | 4165749.6789 | 4165749.6789 | 0.15072
Solution 3 | stage0 | parking to pv | plant | parking to pv Mode 1 | 0.055706 | 73.5507 | 73.5507 | 0.083962
Solution 3 | stage0 | pv to hub | hub1 | pv to hub Mode 1 | 1438.7908 | 1845712.7943 | 1845712.7943 | 0.14644
Solution 3 | stage0 | pv to hub | hub10 | pv to hub Mode 1 | 27.6891 | 51649.9561 | 51649.9561 | 0.21294
Solution 3 | stage0 | pv to hub | hub11 | pv to hub Mode 1 | 145.8005 | 264004.1827 | 264004.1827 | 0.2067
Solution 3 | stage0 | pv to hub | hub12 | pv to hub Mode 1 | 1948.008 | 3386120.072 | 3386120.072 | 0.19843
Solution 3 | stage0 | pv to hub | hub13 | pv to hub Mode 1 | 43.659 | 44748.7199 | 44748.7199 | 0.117
Solution 3 | stage0 | pv to hub | hub14 | pv to hub Mode 1 | 42.8392 | 71646.6482 | 71646.6482 | 0.19092
Solution 3 | stage0 | pv to hub | hub2 | pv to hub Mode 1 | 128.0685 | 142743.9965 | 142743.9965 | 0.12724
Solution 3 | stage0 | pv to hub | hub3 | pv to hub Mode 1 | 82.5729 | 236191.1416 | 236191.1416 | 0.32653
Solution 3 | stage0 | pv to hub | hub4 | pv to hub Mode 1 | 189.3783 | 392987.1687 | 392987.1687 | 0.23689
Solution 3 | stage0 | pv to hub | hub5 | pv to hub Mode 1 | 93.057 | 256705.5521 | 256705.5521 | 0.31491
Solution 3 | stage0 | pv to hub | hub6 | pv to hub Mode 1 | 109.0121 | 58212.4609 | 58212.4609 | 0.060959
Solution 3 | stage0 | pv to hub | hub7 | pv to hub Mode 1 | 68.3591 | 133883.1973 | 133883.1973 | 0.22358
Solution 3 | stage0 | pv to hub | hub8 | pv to hub Mode 1 | 74.1523 | 148968.865 | 148968.865 | 0.22933
Solution 3 | stage0 | pv to hub | hub9 | pv to hub Mode 1 | 556.159 | 1098916.1972 | 1098916.1972 | 0.22556
Solution 3 | stage0 | Pump DHW gas | hub1 | Pump DHW gas Mode 1 | 0 | 0 | 0 | 0
Solution 3 | stage0 | Pump DHW gas | hub10 | Pump DHW gas Mode 1 | 0 | 0 | 0 | 0
Solution 3 | stage0 | Pump DHW gas | hub11 | Pump DHW gas Mode 1 | 34.8297 | 157809.6407 | 157809.6407 | 0.51722
Solution 3 | stage0 | Pump DHW gas | hub12 | Pump DHW gas Mode 1 | 554.1475 | 3436297.4137 | 3436297.4137 | 0.70788
Solution 3 | stage0 | Pump DHW gas | hub13 | Pump DHW gas Mode 1 | 0 | 0 | 0 | 0
Solution 3 | stage0 | Pump DHW gas | hub14 | Pump DHW gas Mode 1 | 0 | 0 | 0 | 0
Solution 3 | stage0 | Pump DHW gas | hub2 | Pump DHW gas Mode 1 | 0 | 0 | 0 | 0
Solution 3 | stage0 | Pump DHW gas | hub3 | Pump DHW gas Mode 1 | 0 | 0 | 0 | 0
Solution 3 | stage0 | Pump DHW gas | hub4 | Pump DHW gas Mode 1 | 94.6748 | 355193.7441 | 355193.7441 | 0.42828
Solution 3 | stage0 | Pump DHW gas | hub5 | Pump DHW gas Mode 1 | 55.1879 | 207050.2671 | 207050.2671 | 0.42828
Solution 3 | stage0 | Pump DHW gas | hub6 | Pump DHW gas Mode 1 | 0 | 0 | 0 | 0
Solution 3 | stage0 | Pump DHW gas | hub7 | Pump DHW gas Mode 1 | 43.6957 | 163934.9402 | 163934.9402 | 0.42828
Solution 3 | stage0 | Pump DHW gas | hub8 | Pump DHW gas Mode 1 | 43.6957 | 163934.9402 | 163934.9402 | 0.42828
Solution 3 | stage0 | Pump DHW gas | hub9 | Pump DHW gas Mode 1 | 71.4402 | 268024.2486 | 268024.2486 | 0.42828
Solution 3 | stage0 | chiller | hub1 | chiller Mode 1 | 3507.3833 | 622855.2981 | 3539003.6733 | 0.11518
Solution 3 | stage0 | chiller | hub10 | chiller Mode 1 | 52.9827 | 10307.3233 | 50329.0222 | 0.10844
Solution 3 | stage0 | chiller | hub11 | chiller Mode 1 | 326.6172 | 125166.3525 | 716851.2865 | 0.25055
Solution 3 | stage0 | chiller | hub12 | chiller Mode 1 | 5705.3072 | 2026415.818 | 11343727.1249 | 0.22697
Solution 3 | stage0 | chiller | hub13 | chiller Mode 1 | 199.4844 | 18231.8855 | 87546.1305 | 0.050099
Solution 3 | stage0 | chiller | hub14 | chiller Mode 1 | 136.0558 | 13024.3278 | 64198.9914 | 0.053865
Solution 3 | stage0 | chiller | hub2 | chiller Mode 1 | 428.7181 | 53570.0411 | 281767.6911 | 0.075027
Solution 3 | stage0 | chiller | hub3 | chiller Mode 1 | 129.4872 | 30427.9358 | 161952.4801 | 0.14278
Solution 3 | stage0 | chiller | hub4 | chiller Mode 1 | 909.7304 | 174758.5901 | 986550.5674 | 0.12379
Solution 3 | stage0 | chiller | hub5 | chiller Mode 1 | 463.3502 | 90843.6705 | 513153.438 | 0.12643
Solution 3 | stage0 | chiller | hub6 | chiller Mode 1 | 155.4315 | 9073.9701 | 42880.3227 | 0.031493
Solution 3 | stage0 | chiller | hub7 | chiller Mode 1 | 321.534 | 62899.8776 | 355326.7316 | 0.12615
Solution 3 | stage0 | chiller | hub8 | chiller Mode 1 | 324.9557 | 64967.5078 | 374662.9051 | 0.13162
Solution 3 | stage0 | chiller | hub9 | chiller Mode 1 | 1321.0328 | 367009.4268 | 2061048.3559 | 0.1781
Solution 3 | stage0 | cooling tower chiller | hub1 | cooling tower chiller Mode 1 | 3897.0926 | 3932226.3037 | 3932226.3037 | 0.11518
Solution 3 | stage0 | cooling tower chiller | hub10 | cooling tower chiller Mode 1 | 58.8696 | 55921.1357 | 55921.1357 | 0.10844
Solution 3 | stage0 | cooling tower chiller | hub11 | cooling tower chiller Mode 1 | 362.908 | 796501.4294 | 796501.4294 | 0.25055
Solution 3 | stage0 | cooling tower chiller | hub12 | cooling tower chiller Mode 1 | 6339.2302 | 12604141.2499 | 12604141.2499 | 0.22697
Solution 3 | stage0 | cooling tower chiller | hub13 | cooling tower chiller Mode 1 | 221.6493 | 97273.4783 | 97273.4783 | 0.050098
Solution 3 | stage0 | cooling tower chiller | hub14 | cooling tower chiller Mode 1 | 151.1731 | 71332.2126 | 71332.2126 | 0.053865
Solution 3 | stage0 | cooling tower chiller | hub2 | cooling tower chiller Mode 1 | 476.3534 | 313075.2123 | 313075.2123 | 0.075027
Solution 3 | stage0 | cooling tower chiller | hub3 | cooling tower chiller Mode 1 | 143.8747 | 179947.2001 | 179947.2001 | 0.14278
Solution 3 | stage0 | cooling tower chiller | hub4 | cooling tower chiller Mode 1 | 1010.8115 | 1096167.2972 | 1096167.2972 | 0.12379
Solution 3 | stage0 | cooling tower chiller | hub5 | cooling tower chiller Mode 1 | 514.8336 | 570170.4867 | 570170.4867 | 0.12643
Solution 3 | stage0 | cooling tower chiller | hub6 | cooling tower chiller Mode 1 | 172.7017 | 47644.803 | 47644.803 | 0.031493
Solution 3 | stage0 | cooling tower chiller | hub7 | cooling tower chiller Mode 1 | 357.26 | 394807.4796 | 394807.4796 | 0.12615
Solution 3 | stage0 | cooling tower chiller | hub8 | cooling tower chiller Mode 1 | 361.0619 | 416292.1168 | 416292.1168 | 0.13162
Solution 3 | stage0 | cooling tower chiller | hub9 | cooling tower chiller Mode 1 | 1467.8142 | 2290053.7288 | 2290053.7288 | 0.1781
Solution 3 | stage0 | Pump cooling | hub1 | Pump cooling Mode 1 | 2746.524 | 2915756.1625 | 2915756.1625 | 0.12119
Solution 3 | stage0 | Pump cooling | hub10 | Pump cooling Mode 1 | 43.5653 | 40014.3655 | 40014.3655 | 0.10485
Solution 3 | stage0 | Pump cooling | hub11 | Pump cooling Mode 1 | 266.7618 | 591621.0593 | 591621.0593 | 0.25317
Solution 3 | stage0 | Pump cooling | hub12 | Pump cooling Mode 1 | 4679.9342 | 9316281.2408 | 9316281.2408 | 0.22725
Solution 3 | stage0 | Pump cooling | hub13 | Pump cooling Mode 1 | 151.9881 | 69299.9208 | 69299.9208 | 0.05205
Solution 3 | stage0 | Pump cooling | hub14 | Pump cooling Mode 1 | 103.6616 | 51168.1813 | 51168.1813 | 0.056348
Solution 3 | stage0 | Pump cooling | hub2 | Pump cooling Mode 1 | 326.6423 | 228164.2857 | 228164.2857 | 0.079739
Solution 3 | stage0 | Pump cooling | hub3 | Pump cooling Mode 1 | 100.4378 | 131507.1928 | 131507.1928 | 0.14947
Solution 3 | stage0 | Pump cooling | hub4 | Pump cooling Mode 1 | 748.031 | 811707.9696 | 811707.9696 | 0.12387
Solution 3 | stage0 | Pump cooling | hub5 | Pump cooling Mode 1 | 380.9923 | 422265.8725 | 422265.8725 | 0.12652
Solution 3 | stage0 | Pump cooling | hub6 | Pump cooling Mode 1 | 127.8045 | 33799.1386 | 33799.1386 | 0.03019
Solution 3 | stage0 | Pump cooling | hub7 | Pump cooling Mode 1 | 264.3832 | 292396.6082 | 292396.6082 | 0.12625
Solution 3 | stage0 | Pump cooling | hub8 | Pump cooling Mode 1 | 267.1967 | 309665.1621 | 309665.1621 | 0.1323
Solution 3 | stage0 | Pump cooling | hub9 | Pump cooling Mode 1 | 1086.2268 | 1693852.2018 | 1693852.2018 | 0.17801
Solution 3 | stage0 | Pump SH | hub1 | Pump SH Mode 1 | 2304.5377 | 769002.1133 | 769002.1133 | 0.038093
Solution 3 | stage0 | Pump SH | hub10 | Pump SH Mode 1 | 135.9123 | 51886.8029 | 51886.8029 | 0.043581
Solution 3 | stage0 | Pump SH | hub11 | Pump SH Mode 1 | 218.5355 | 358030.5729 | 358030.5729 | 0.18702
Solution 3 | stage0 | Pump SH | hub12 | Pump SH Mode 1 | 2153.8699 | 7345736.852 | 7345736.852 | 0.38932
Solution 3 | stage0 | Pump SH | hub13 | Pump SH Mode 1 | 140.401 | 72255.5737 | 72255.5737 | 0.058749
Solution 3 | stage0 | Pump SH | hub14 | Pump SH Mode 1 | 142.1925 | 133678.2324 | 133678.2324 | 0.10732
Solution 3 | stage0 | Pump SH | hub2 | Pump SH Mode 1 | 279.8181 | 85065.6118 | 85065.6118 | 0.034704
Solution 3 | stage0 | Pump SH | hub3 | Pump SH Mode 1 | 58.7399 | 44423.8362 | 44423.8362 | 0.086333
Solution 3 | stage0 | Pump SH | hub4 | Pump SH Mode 1 | 273.5294 | 263452.5886 | 263452.5886 | 0.10995
Solution 3 | stage0 | Pump SH | hub5 | Pump SH Mode 1 | 136.167 | 116315.6149 | 116315.6149 | 0.097513
Solution 3 | stage0 | Pump SH | hub6 | Pump SH Mode 1 | 115.1239 | 65178.3221 | 65178.3221 | 0.06463
Solution 3 | stage0 | Pump SH | hub7 | Pump SH Mode 1 | 104.0534 | 100816.5426 | 100816.5426 | 0.1106
Solution 3 | stage0 | Pump SH | hub8 | Pump SH Mode 1 | 100.9653 | 97713.9952 | 97713.9952 | 0.11048
Solution 3 | stage0 | Pump SH | hub9 | Pump SH Mode 1 | 674.3585 | 577006.5759 | 577006.5759 | 0.097675
Solution 3 | stage0 | Gas Boiler (Linearized cost) | hub1 | Gas Boiler (Linearized cost) Mode 1 | 0 | 0 | 0 | 0
Solution 3 | stage0 | Gas Boiler (Linearized cost) | hub1 | Gas Boiler (Linearized cost) Mode 2 | 2304.5377 | 854446.7926 | 769002.1133 | 0.038093
Solution 3 | stage0 | Gas Boiler (Linearized cost) | hub10 | Gas Boiler (Linearized cost) Mode 1 | 0 | 0 | 0 | 0
Solution 3 | stage0 | Gas Boiler (Linearized cost) | hub10 | Gas Boiler (Linearized cost) Mode 2 | 135.9123 | 57652.0033 | 51886.8029 | 0.043581
Solution 3 | stage0 | Gas Boiler (Linearized cost) | hub11 | Gas Boiler (Linearized cost) Mode 1 | 34.8297 | 175344.0452 | 157809.6407 | 0.51722
Solution 3 | stage0 | Gas Boiler (Linearized cost) | hub11 | Gas Boiler (Linearized cost) Mode 2 | 218.5355 | 397811.7476 | 358030.5729 | 0.18702
Solution 3 | stage0 | Gas Boiler (Linearized cost) | hub12 | Gas Boiler (Linearized cost) Mode 1 | 554.1475 | 3818108.2375 | 3436297.4137 | 0.70788
Solution 3 | stage0 | Gas Boiler (Linearized cost) | hub12 | Gas Boiler (Linearized cost) Mode 2 | 2153.8699 | 8161929.8355 | 7345736.852 | 0.38932
Solution 3 | stage0 | Gas Boiler (Linearized cost) | hub13 | Gas Boiler (Linearized cost) Mode 1 | 0 | 0 | 0 | 0
Solution 3 | stage0 | Gas Boiler (Linearized cost) | hub13 | Gas Boiler (Linearized cost) Mode 2 | 140.401 | 80283.9708 | 72255.5737 | 0.058749
Solution 3 | stage0 | Gas Boiler (Linearized cost) | hub14 | Gas Boiler (Linearized cost) Mode 1 | 0 | 0 | 0 | 0
Solution 3 | stage0 | Gas Boiler (Linearized cost) | hub14 | Gas Boiler (Linearized cost) Mode 2 | 142.1925 | 148531.3693 | 133678.2324 | 0.10732
Solution 3 | stage0 | Gas Boiler (Linearized cost) | hub2 | Gas Boiler (Linearized cost) Mode 1 | 0 | 0 | 0 | 0
Solution 3 | stage0 | Gas Boiler (Linearized cost) | hub2 | Gas Boiler (Linearized cost) Mode 2 | 279.8181 | 94517.3465 | 85065.6118 | 0.034704
Solution 3 | stage0 | Gas Boiler (Linearized cost) | hub3 | Gas Boiler (Linearized cost) Mode 1 | 0 | 0 | 0 | 0
Solution 3 | stage0 | Gas Boiler (Linearized cost) | hub3 | Gas Boiler (Linearized cost) Mode 2 | 58.7399 | 49359.818 | 44423.8362 | 0.086333
Solution 3 | stage0 | Gas Boiler (Linearized cost) | hub4 | Gas Boiler (Linearized cost) Mode 1 | 94.6748 | 394659.7157 | 355193.7441 | 0.42828
Solution 3 | stage0 | Gas Boiler (Linearized cost) | hub4 | Gas Boiler (Linearized cost) Mode 2 | 273.5294 | 292725.0984 | 263452.5886 | 0.10995
Solution 3 | stage0 | Gas Boiler (Linearized cost) | hub5 | Gas Boiler (Linearized cost) Mode 1 | 55.1879 | 230055.8523 | 207050.2671 | 0.42828
Solution 3 | stage0 | Gas Boiler (Linearized cost) | hub5 | Gas Boiler (Linearized cost) Mode 2 | 136.167 | 129239.5721 | 116315.6149 | 0.097513
Solution 3 | stage0 | Gas Boiler (Linearized cost) | hub6 | Gas Boiler (Linearized cost) Mode 1 | 0 | 0 | 0 | 0
Solution 3 | stage0 | Gas Boiler (Linearized cost) | hub6 | Gas Boiler (Linearized cost) Mode 2 | 115.1239 | 72420.3579 | 65178.3221 | 0.06463
Solution 3 | stage0 | Gas Boiler (Linearized cost) | hub7 | Gas Boiler (Linearized cost) Mode 1 | 43.6957 | 182149.9336 | 163934.9402 | 0.42828
Solution 3 | stage0 | Gas Boiler (Linearized cost) | hub7 | Gas Boiler (Linearized cost) Mode 2 | 104.0534 | 112018.3806 | 100816.5426 | 0.1106
Solution 3 | stage0 | Gas Boiler (Linearized cost) | hub8 | Gas Boiler (Linearized cost) Mode 1 | 43.6957 | 182149.9336 | 163934.9402 | 0.42828
Solution 3 | stage0 | Gas Boiler (Linearized cost) | hub8 | Gas Boiler (Linearized cost) Mode 2 | 100.9653 | 108571.1058 | 97713.9952 | 0.11048
Solution 3 | stage0 | Gas Boiler (Linearized cost) | hub9 | Gas Boiler (Linearized cost) Mode 1 | 71.4402 | 297804.7206 | 268024.2486 | 0.42828
Solution 3 | stage0 | Gas Boiler (Linearized cost) | hub9 | Gas Boiler (Linearized cost) Mode 2 | 674.3585 | 641118.4177 | 577006.5759 | 0.097675
Solution 3 | stage0 | rooftop to pv | plant | rooftop to pv Mode 1 | 6584.7276 | 8694082.1209 | 8694082.1209 | 0.15072
Solution 4 | stage0 | parking to pv | plant | parking to pv Mode 1 | 5043.6508 | 6659336.0516 | 6659336.0516 | 0.15072
Solution 4 | stage0 | pv to hub | hub1 | pv to hub Mode 1 | 2527.0892 | 2644154.6041 | 2644154.6041 | 0.11944
Solution 4 | stage0 | pv to hub | hub10 | pv to hub Mode 1 | 47.081 | 51836.0783 | 51836.0783 | 0.12568
Solution 4 | stage0 | pv to hub | hub11 | pv to hub Mode 1 | 258.029 | 364646.4701 | 364646.4701 | 0.16132
Solution 4 | stage0 | pv to hub | hub12 | pv to hub Mode 1 | 3559.4069 | 5445095.1979 | 5445095.1979 | 0.17463
Solution 4 | stage0 | pv to hub | hub13 | pv to hub Mode 1 | 101.2948 | 65780.1716 | 65780.1716 | 0.059829
Solution 4 | stage0 | pv to hub | hub14 | pv to hub Mode 1 | 97.5361 | 74217.4247 | 74217.4247 | 0.086863
Solution 4 | stage0 | pv to hub | hub2 | pv to hub Mode 1 | 232.7496 | 250171.6945 | 250171.6945 | 0.11183
Solution 4 | stage0 | pv to hub | hub3 | pv to hub Mode 1 | 124.6294 | 291041.9546 | 291041.9546 | 0.26658
Solution 4 | stage0 | pv to hub | hub4 | pv to hub Mode 1 | 655.0279 | 592194.3794 | 592194.3794 | 0.1032
Solution 4 | stage0 | pv to hub | hub5 | pv to hub Mode 1 | 361.0074 | 327204.0785 | 327204.0785 | 0.10347
Solution 4 | stage0 | pv to hub | hub6 | pv to hub Mode 1 | 109.6903 | 56605.8891 | 56605.8891 | 0.05891
Solution 4 | stage0 | pv to hub | hub7 | pv to hub Mode 1 | 247.8552 | 211789.6599 | 211789.6599 | 0.097545
Solution 4 | stage0 | pv to hub | hub8 | pv to hub Mode 1 | 250.1843 | 219095.0574 | 219095.0574 | 0.09997
Solution 4 | stage0 | pv to hub | hub9 | pv to hub Mode 1 | 1058.9404 | 1604903.7686 | 1604903.7686 | 0.17301
Solution 4 | stage0 | Pump DHW gas | hub1 | Pump DHW gas Mode 1 | 0 | 0 | 0 | 0
Solution 4 | stage0 | Pump DHW gas | hub10 | Pump DHW gas Mode 1 | 0 | 0 | 0 | 0
Solution 4 | stage0 | Pump DHW gas | hub11 | Pump DHW gas Mode 1 | 34.8297 | 157809.6407 | 157809.6407 | 0.51722
Solution 4 | stage0 | Pump DHW gas | hub12 | Pump DHW gas Mode 1 | 554.1475 | 3436297.4137 | 3436297.4137 | 0.70788
Solution 4 | stage0 | Pump DHW gas | hub13 | Pump DHW gas Mode 1 | 0 | 0 | 0 | 0
Solution 4 | stage0 | Pump DHW gas | hub14 | Pump DHW gas Mode 1 | 0 | 0 | 0 | 0
Solution 4 | stage0 | Pump DHW gas | hub2 | Pump DHW gas Mode 1 | 0 | 0 | 0 | 0
Solution 4 | stage0 | Pump DHW gas | hub3 | Pump DHW gas Mode 1 | 0 | 0 | 0 | 0
Solution 4 | stage0 | Pump DHW gas | hub4 | Pump DHW gas Mode 1 | 94.6748 | 355193.7441 | 355193.7441 | 0.42828
Solution 4 | stage0 | Pump DHW gas | hub5 | Pump DHW gas Mode 1 | 55.1879 | 207050.2671 | 207050.2671 | 0.42828
Solution 4 | stage0 | Pump DHW gas | hub6 | Pump DHW gas Mode 1 | 0 | 0 | 0 | 0
Solution 4 | stage0 | Pump DHW gas | hub7 | Pump DHW gas Mode 1 | 43.6957 | 163934.9402 | 163934.9402 | 0.42828
Solution 4 | stage0 | Pump DHW gas | hub8 | Pump DHW gas Mode 1 | 43.6957 | 163934.9402 | 163934.9402 | 0.42828
Solution 4 | stage0 | Pump DHW gas | hub9 | Pump DHW gas Mode 1 | 71.4402 | 268024.2486 | 268024.2486 | 0.42828
Solution 4 | stage0 | chiller | hub1 | chiller Mode 1 | 3507.3833 | 622855.2981 | 3539003.6733 | 0.11518
Solution 4 | stage0 | chiller | hub10 | chiller Mode 1 | 52.9827 | 10307.3233 | 50329.0222 | 0.10844
Solution 4 | stage0 | chiller | hub11 | chiller Mode 1 | 326.6172 | 125166.3525 | 716851.2865 | 0.25055
Solution 4 | stage0 | chiller | hub12 | chiller Mode 1 | 5705.3072 | 2026415.818 | 11343727.1249 | 0.22697
Solution 4 | stage0 | chiller | hub13 | chiller Mode 1 | 199.4844 | 18231.8855 | 87546.1305 | 0.050099
Solution 4 | stage0 | chiller | hub14 | chiller Mode 1 | 136.0558 | 13024.3278 | 64198.9914 | 0.053865
Solution 4 | stage0 | chiller | hub2 | chiller Mode 1 | 428.7181 | 53570.0411 | 281767.6911 | 0.075027
Solution 4 | stage0 | chiller | hub3 | chiller Mode 1 | 129.4872 | 30427.9358 | 161952.4801 | 0.14278
Solution 4 | stage0 | chiller | hub4 | chiller Mode 1 | 909.7304 | 174758.5901 | 986550.5674 | 0.12379
Solution 4 | stage0 | chiller | hub5 | chiller Mode 1 | 463.3502 | 90843.6705 | 513153.438 | 0.12643
Solution 4 | stage0 | chiller | hub6 | chiller Mode 1 | 155.4315 | 9073.9701 | 42880.3227 | 0.031493
Solution 4 | stage0 | chiller | hub7 | chiller Mode 1 | 321.534 | 62899.8776 | 355326.7316 | 0.12615
Solution 4 | stage0 | chiller | hub8 | chiller Mode 1 | 324.9557 | 64967.5078 | 374662.9051 | 0.13162
Solution 4 | stage0 | chiller | hub9 | chiller Mode 1 | 1321.0328 | 367009.4268 | 2061048.3559 | 0.1781
Solution 4 | stage0 | cooling tower chiller | hub1 | cooling tower chiller Mode 1 | 3897.0926 | 3932226.3037 | 3932226.3037 | 0.11518
Solution 4 | stage0 | cooling tower chiller | hub10 | cooling tower chiller Mode 1 | 58.8696 | 55921.1357 | 55921.1357 | 0.10844
Solution 4 | stage0 | cooling tower chiller | hub11 | cooling tower chiller Mode 1 | 362.908 | 796501.4294 | 796501.4294 | 0.25055
Solution 4 | stage0 | cooling tower chiller | hub12 | cooling tower chiller Mode 1 | 6339.2302 | 12604141.2499 | 12604141.2499 | 0.22697
Solution 4 | stage0 | cooling tower chiller | hub13 | cooling tower chiller Mode 1 | 221.6493 | 97273.4783 | 97273.4783 | 0.050098
Solution 4 | stage0 | cooling tower chiller | hub14 | cooling tower chiller Mode 1 | 151.1731 | 71332.2126 | 71332.2126 | 0.053865
Solution 4 | stage0 | cooling tower chiller | hub2 | cooling tower chiller Mode 1 | 476.3534 | 313075.2123 | 313075.2123 | 0.075027
Solution 4 | stage0 | cooling tower chiller | hub3 | cooling tower chiller Mode 1 | 143.8747 | 179947.2001 | 179947.2001 | 0.14278
Solution 4 | stage0 | cooling tower chiller | hub4 | cooling tower chiller Mode 1 | 1010.8115 | 1096167.2972 | 1096167.2972 | 0.12379
Solution 4 | stage0 | cooling tower chiller | hub5 | cooling tower chiller Mode 1 | 514.8336 | 570170.4867 | 570170.4867 | 0.12643
Solution 4 | stage0 | cooling tower chiller | hub6 | cooling tower chiller Mode 1 | 172.7017 | 47644.803 | 47644.803 | 0.031493
Solution 4 | stage0 | cooling tower chiller | hub7 | cooling tower chiller Mode 1 | 357.26 | 394807.4796 | 394807.4796 | 0.12615
Solution 4 | stage0 | cooling tower chiller | hub8 | cooling tower chiller Mode 1 | 361.0619 | 416292.1168 | 416292.1168 | 0.13162
Solution 4 | stage0 | cooling tower chiller | hub9 | cooling tower chiller Mode 1 | 1467.8142 | 2290053.7288 | 2290053.7288 | 0.1781
Solution 4 | stage0 | Pump cooling | hub1 | Pump cooling Mode 1 | 2746.524 | 2915756.1625 | 2915756.1625 | 0.12119
Solution 4 | stage0 | Pump cooling | hub10 | Pump cooling Mode 1 | 43.5653 | 40014.3655 | 40014.3655 | 0.10485
Solution 4 | stage0 | Pump cooling | hub11 | Pump cooling Mode 1 | 266.7618 | 591621.0593 | 591621.0593 | 0.25317
Solution 4 | stage0 | Pump cooling | hub12 | Pump cooling Mode 1 | 4679.9342 | 9316281.2408 | 9316281.2408 | 0.22725
Solution 4 | stage0 | Pump cooling | hub13 | Pump cooling Mode 1 | 151.9881 | 69299.9208 | 69299.9208 | 0.05205
Solution 4 | stage0 | Pump cooling | hub14 | Pump cooling Mode 1 | 103.6616 | 51168.1813 | 51168.1813 | 0.056348
Solution 4 | stage0 | Pump cooling | hub2 | Pump cooling Mode 1 | 326.6423 | 228164.2857 | 228164.2857 | 0.079739
Solution 4 | stage0 | Pump cooling | hub3 | Pump cooling Mode 1 | 100.4378 | 131507.1928 | 131507.1928 | 0.14947
Solution 4 | stage0 | Pump cooling | hub4 | Pump cooling Mode 1 | 748.031 | 811707.9696 | 811707.9696 | 0.12387
Solution 4 | stage0 | Pump cooling | hub5 | Pump cooling Mode 1 | 380.9923 | 422265.8725 | 422265.8725 | 0.12652
Solution 4 | stage0 | Pump cooling | hub6 | Pump cooling Mode 1 | 127.8045 | 33799.1386 | 33799.1386 | 0.03019
Solution 4 | stage0 | Pump cooling | hub7 | Pump cooling Mode 1 | 264.3832 | 292396.6082 | 292396.6082 | 0.12625
Solution 4 | stage0 | Pump cooling | hub8 | Pump cooling Mode 1 | 267.1967 | 309665.1621 | 309665.1621 | 0.1323
Solution 4 | stage0 | Pump cooling | hub9 | Pump cooling Mode 1 | 1086.2268 | 1693852.2018 | 1693852.2018 | 0.17801
Solution 4 | stage0 | Pump SH | hub1 | Pump SH Mode 1 | 2304.5377 | 769002.1133 | 769002.1133 | 0.038093
Solution 4 | stage0 | Pump SH | hub10 | Pump SH Mode 1 | 135.9123 | 51886.8029 | 51886.8029 | 0.043581
Solution 4 | stage0 | Pump SH | hub11 | Pump SH Mode 1 | 218.5355 | 358030.5729 | 358030.5729 | 0.18702
Solution 4 | stage0 | Pump SH | hub12 | Pump SH Mode 1 | 2153.8699 | 7345736.852 | 7345736.852 | 0.38932
Solution 4 | stage0 | Pump SH | hub13 | Pump SH Mode 1 | 140.401 | 72255.5737 | 72255.5737 | 0.058749
Solution 4 | stage0 | Pump SH | hub14 | Pump SH Mode 1 | 142.1925 | 133678.2324 | 133678.2324 | 0.10732
Solution 4 | stage0 | Pump SH | hub2 | Pump SH Mode 1 | 279.8181 | 85065.6118 | 85065.6118 | 0.034704
Solution 4 | stage0 | Pump SH | hub3 | Pump SH Mode 1 | 58.7399 | 44423.8362 | 44423.8362 | 0.086333
Solution 4 | stage0 | Pump SH | hub4 | Pump SH Mode 1 | 273.5294 | 263452.5886 | 263452.5886 | 0.10995
Solution 4 | stage0 | Pump SH | hub5 | Pump SH Mode 1 | 136.167 | 116315.6149 | 116315.6149 | 0.097513
Solution 4 | stage0 | Pump SH | hub6 | Pump SH Mode 1 | 115.1239 | 65178.3221 | 65178.3221 | 0.06463
Solution 4 | stage0 | Pump SH | hub7 | Pump SH Mode 1 | 104.0534 | 100816.5426 | 100816.5426 | 0.1106
Solution 4 | stage0 | Pump SH | hub8 | Pump SH Mode 1 | 100.9653 | 97713.9952 | 97713.9952 | 0.11048
Solution 4 | stage0 | Pump SH | hub9 | Pump SH Mode 1 | 674.3585 | 577006.5759 | 577006.5759 | 0.097675
Solution 4 | stage0 | Gas Boiler (Linearized cost) | hub1 | Gas Boiler (Linearized cost) Mode 1 | 0 | 0 | 0 | 0
Solution 4 | stage0 | Gas Boiler (Linearized cost) | hub1 | Gas Boiler (Linearized cost) Mode 2 | 2304.5377 | 854446.7926 | 769002.1133 | 0.038093
Solution 4 | stage0 | Gas Boiler (Linearized cost) | hub10 | Gas Boiler (Linearized cost) Mode 1 | 0 | 0 | 0 | 0
Solution 4 | stage0 | Gas Boiler (Linearized cost) | hub10 | Gas Boiler (Linearized cost) Mode 2 | 135.9123 | 57652.0033 | 51886.8029 | 0.043581
Solution 4 | stage0 | Gas Boiler (Linearized cost) | hub11 | Gas Boiler (Linearized cost) Mode 1 | 34.8297 | 175344.0452 | 157809.6407 | 0.51722
Solution 4 | stage0 | Gas Boiler (Linearized cost) | hub11 | Gas Boiler (Linearized cost) Mode 2 | 218.5355 | 397811.7476 | 358030.5729 | 0.18702
Solution 4 | stage0 | Gas Boiler (Linearized cost) | hub12 | Gas Boiler (Linearized cost) Mode 1 | 554.1475 | 3818108.2375 | 3436297.4137 | 0.70788
Solution 4 | stage0 | Gas Boiler (Linearized cost) | hub12 | Gas Boiler (Linearized cost) Mode 2 | 2153.8699 | 8161929.8355 | 7345736.852 | 0.38932
Solution 4 | stage0 | Gas Boiler (Linearized cost) | hub13 | Gas Boiler (Linearized cost) Mode 1 | 0 | 0 | 0 | 0
Solution 4 | stage0 | Gas Boiler (Linearized cost) | hub13 | Gas Boiler (Linearized cost) Mode 2 | 140.401 | 80283.9708 | 72255.5737 | 0.058749
Solution 4 | stage0 | Gas Boiler (Linearized cost) | hub14 | Gas Boiler (Linearized cost) Mode 1 | 0 | 0 | 0 | 0
Solution 4 | stage0 | Gas Boiler (Linearized cost) | hub14 | Gas Boiler (Linearized cost) Mode 2 | 142.1925 | 148531.3693 | 133678.2324 | 0.10732
Solution 4 | stage0 | Gas Boiler (Linearized cost) | hub2 | Gas Boiler (Linearized cost) Mode 1 | 0 | 0 | 0 | 0
Solution 4 | stage0 | Gas Boiler (Linearized cost) | hub2 | Gas Boiler (Linearized cost) Mode 2 | 279.8181 | 94517.3465 | 85065.6118 | 0.034704
Solution 4 | stage0 | Gas Boiler (Linearized cost) | hub3 | Gas Boiler (Linearized cost) Mode 1 | 0 | 0 | 0 | 0
Solution 4 | stage0 | Gas Boiler (Linearized cost) | hub3 | Gas Boiler (Linearized cost) Mode 2 | 58.7399 | 49359.818 | 44423.8362 | 0.086333
Solution 4 | stage0 | Gas Boiler (Linearized cost) | hub4 | Gas Boiler (Linearized cost) Mode 1 | 94.6748 | 394659.7157 | 355193.7441 | 0.42828
Solution 4 | stage0 | Gas Boiler (Linearized cost) | hub4 | Gas Boiler (Linearized cost) Mode 2 | 273.5294 | 292725.0984 | 263452.5886 | 0.10995
Solution 4 | stage0 | Gas Boiler (Linearized cost) | hub5 | Gas Boiler (Linearized cost) Mode 1 | 55.1879 | 230055.8523 | 207050.2671 | 0.42828
Solution 4 | stage0 | Gas Boiler (Linearized cost) | hub5 | Gas Boiler (Linearized cost) Mode 2 | 136.167 | 129239.5721 | 116315.6149 | 0.097513
Solution 4 | stage0 | Gas Boiler (Linearized cost) | hub6 | Gas Boiler (Linearized cost) Mode 1 | 0 | 0 | 0 | 0
Solution 4 | stage0 | Gas Boiler (Linearized cost) | hub6 | Gas Boiler (Linearized cost) Mode 2 | 115.1239 | 72420.3579 | 65178.3221 | 0.06463
Solution 4 | stage0 | Gas Boiler (Linearized cost) | hub7 | Gas Boiler (Linearized cost) Mode 1 | 43.6957 | 182149.9336 | 163934.9402 | 0.42828
Solution 4 | stage0 | Gas Boiler (Linearized cost) | hub7 | Gas Boiler (Linearized cost) Mode 2 | 104.0534 | 112018.3806 | 100816.5426 | 0.1106
Solution 4 | stage0 | Gas Boiler (Linearized cost) | hub8 | Gas Boiler (Linearized cost) Mode 1 | 43.6957 | 182149.9336 | 163934.9402 | 0.42828
Solution 4 | stage0 | Gas Boiler (Linearized cost) | hub8 | Gas Boiler (Linearized cost) Mode 2 | 100.9653 | 108571.1058 | 97713.9952 | 0.11048
Solution 4 | stage0 | Gas Boiler (Linearized cost) | hub9 | Gas Boiler (Linearized cost) Mode 1 | 71.4402 | 297804.7206 | 268024.2486 | 0.42828
Solution 4 | stage0 | Gas Boiler (Linearized cost) | hub9 | Gas Boiler (Linearized cost) Mode 2 | 674.3585 | 641118.4177 | 577006.5759 | 0.097675
Solution 4 | stage0 | rooftop to pv | plant | rooftop to pv Mode 1 | 6584.7276 | 8694082.1209 | 8694082.1209 | 0.15072

## Storages
Solution | Stage | Name | Hub | Capacity (kWh) | Charging (kWh/year) | Discharging (kWh/year) | Cycles
Solution 1 | stage0 | battery | plant | 0 | 0 | 0 | 0
Solution 2 | stage0 | battery | plant | 0 | 1.1704e-06 | 1.1726e-06 | 0
Solution 3 | stage0 | battery | plant | 4794.603 | 1791424.0687 | 1791424.0687 | 373.6335
Solution 4 | stage0 | battery | plant | 8607 | 4308964.8325 | 4308964.8325 | 500.6349

## Networks
Solution | Stage | Name | Link | Source hub | Sink hub | Capacity (kW) | Energy from-to (kWh/year) | Energy to-from (kWh/year)
Solution 1 | stage0 | pv_loop | hub1_to_hub2_pv_loop | hub1 | hub2 | 0 | 0 | 0
Solution 1 | stage0 | pv_loop | hub7_to_hub8_pv_loop | hub7 | hub8 | 0 | 5.8287e-13 | 4.3854e-12
Solution 1 | stage0 | pv_loop | hub13_to_hub14_pv_loop | hub13 | hub14 | 0 | 2.5635e-09 | 3.8528e-10
Solution 1 | stage0 | pv_loop | plant_to_hub1_pv_loop | plant | hub1 | 0 | 2.6592e-09 | 9.0378e-09
Solution 1 | stage0 | pv_loop | hub6_to_hub7_pv_loop | hub6 | hub7 | 0 | 8.501e-09 | 5.1487e-12
Solution 1 | stage0 | pv_loop | hub5_to_hub6_pv_loop | hub5 | hub6 | 0 | 2.4053e-10 | 2.3016e-09
Solution 1 | stage0 | pv_loop | hub2_to_hub3_pv_loop | hub2 | hub3 | 0 | 1.1594e-09 | 3.4933e-09
Solution 1 | stage0 | pv_loop | hub3_to_hub4_pv_loop | hub3 | hub4 | 0 | 3.2036e-09 | 5.2461e-10
Solution 1 | stage0 | pv_loop | hub11_to_hub12_pv_loop | hub11 | hub12 | 0 | 1.1656e-10 | 1.9552e-08
Solution 1 | stage0 | pv_loop | hub4_to_hub5_pv_loop | hub4 | hub5 | 0 | 0 | 0
Solution 1 | stage0 | pv_loop | hub12_to_hub13_pv_loop | hub12 | hub13 | 0 | 5.3205e-09 | 8.7807e-10
Solution 1 | stage0 | pv_loop | hub8_to_hub9_pv_loop | hub8 | hub9 | 0 | 1.4037e-10 | 2.5459e-09
Solution 1 | stage0 | pv_loop | hub9_to_hub10_pv_loop | hub9 | hub10 | 0 | 1.258e-09 | 1.841e-08
Solution 1 | stage0 | pv_loop | hub10_to_hub11_pv_loop | hub10 | hub11 | 0 | 6.9508e-11 | 1.8339e-08
Solution 2 | stage0 | pv_loop | hub1_to_hub2_pv_loop | hub1 | hub2 | 2586.31 | 3273555.5705 | 4.5788e-08
Solution 2 | stage0 | pv_loop | hub7_to_hub8_pv_loop | hub7 | hub8 | 2261.504 | 2646037.4444 | 3.3623e-09
Solution 2 | stage0 | pv_loop | hub13_to_hub14_pv_loop | hub13 | hub14 | 24.837 | 33413.186 | 1.0462e-06
Solution 2 | stage0 | pv_loop | plant_to_hub1_pv_loop | plant | hub1 | 3155.057 | 4066245.4762 | 8.0886e-07
Solution 2 | stage0 | pv_loop | hub6_to_hub7_pv_loop | hub6 | hub7 | 2313.596 | 2701148.0936 | 3.3623e-09
Solution 2 | stage0 | pv_loop | hub5_to_hub6_pv_loop | hub5 | hub6 | 2315.662 | 2756856.4836 | 8.5367e-07
Solution 2 | stage0 | pv_loop | hub2_to_hub3_pv_loop | hub2 | hub3 | 2561.12 | 3192760.0209 | 1.6562e-08
Solution 2 | stage0 | pv_loop | hub3_to_hub4_pv_loop | hub3 | hub4 | 2525.001 | 3110680.6468 | 1.2386e-08
Solution 2 | stage0 | pv_loop | hub11_to_hub12_pv_loop | hub11 | hub12 | 1829.812 | 1971540.3861 | 6.0327e-08
Solution 2 | stage0 | pv_loop | hub4_to_hub5_pv_loop | hub4 | hub5 | 2389.063 | 2907911.3689 | 1.1701e-08
Solution 2 | stage0 | pv_loop | hub12_to_hub13_pv_loop | hub12 | hub13 | 24.837 | 59228.2423 | 2.0881e-06
Solution 2 | stage0 | pv_loop | hub8_to_hub9_pv_loop | hub8 | hub9 | 2205.206 | 2570875.0972 | 5.8445e-08
Solution 2 | stage0 | pv_loop | hub9_to_hub10_pv_loop | hub9 | hub10 | 1929.615 | 2154453.0467 | 7.5555e-07
Solution 2 | stage0 | pv_loop | hub10_to_hub11_pv_loop | hub10 | hub11 | 1928.782 | 2111719.1386 | 4.3237e-08
Solution 3 | stage0 | pv_loop | hub1_to_hub2_pv_loop | hub1 | hub2 | 3265.075 | 6286778.1581 | 6.0444e-07
Solution 3 | stage0 | pv_loop | hub7_to_hub8_pv_loop | hub7 | hub8 | 2699.228 | 5066054.6411 | 4.1972e-07
Solution 3 | stage0 | pv_loop | hub13_to_hub14_pv_loop | hub13 | hub14 | 42.839 | 71646.6482 | 8.3735e-07
Solution 3 | stage0 | pv_loop | plant_to_hub1_pv_loop | plant | hub1 | 4703.865 | 8132490.9524 | 1.2739e-06
Solution 3 | stage0 | pv_loop | hub6_to_hub7_pv_loop | hub6 | hub7 | 2759.412 | 5199937.8384 | 4.1972e-07
Solution 3 | stage0 | pv_loop | hub5_to_hub6_pv_loop | hub5 | hub6 | 2796.973 | 5258150.2993 | 1.1605e-06
Solution 3 | stage0 | pv_loop | hub2_to_hub3_pv_loop | hub2 | hub3 | 3137.006 | 6144034.1617 | 5.7127e-07
Solution 3 | stage0 | pv_loop | hub3_to_hub4_pv_loop | hub3 | hub4 | 3058.5 | 5907843.0201 | 4.9512e-07
Solution 3 | stage0 | pv_loop | hub11_to_hub12_pv_loop | hub11 | hub12 | 1948.585 | 3502515.4401 | 5.0687e-07
Solution 3 | stage0 | pv_loop | hub4_to_hub5_pv_loop | hub4 | hub5 | 2883.213 | 5514855.8514 | 4.9512e-07
Solution 3 | stage0 | pv_loop | hub12_to_hub13_pv_loop | hub12 | hub13 | 63.988 | 116395.3681 | 2.0336e-06
Solution 3 | stage0 | pv_loop | hub8_to_hub9_pv_loop | hub8 | hub9 | 2636.274 | 4917085.7761 | 4.6112e-07
Solution 3 | stage0 | pv_loop | hub9_to_hub10_pv_loop | hub9 | hub10 | 2080.115 | 3818169.5789 | 9.4421e-07
Solution 3 | stage0 | pv_loop | hub10_to_hub11_pv_loop | hub10 | hub11 | 2055.856 | 3766519.6228 | 3.6546e-07
Solution 4 | stage0 | pv_loop | hub1_to_hub2_pv_loop | hub1 | hub2 | 6459.752 | 9554581.8246 | 9.3558e-09
Solution 4 | stage0 | pv_loop | hub7_to_hub8_pv_loop | hub7 | hub8 | 5023.152 | 7825574.1687 | 9.6043e-09
Solution 4 | stage0 | pv_loop | hub13_to_hub14_pv_loop | hub13 | hub14 | 97.536 | 74217.4247 | 1.826e-10
Solution 4 | stage0 | pv_loop | plant_to_hub1_pv_loop | plant | hub1 | 8694.563 | 12198736.4287 | 1.034e-08
Solution 4 | stage0 | pv_loop | hub6_to_hub7_pv_loop | hub6 | hub7 | 5210.771 | 8037363.8285 | 9.413e-09
Solution 4 | stage0 | pv_loop | hub5_to_hub6_pv_loop | hub5 | hub6 | 5211.153 | 8093969.7177 | 1.0682e-08
Solution 4 | stage0 | pv_loop | hub2_to_hub3_pv_loop | hub2 | hub3 | 6265.393 | 9304410.1301 | 1.1933e-08
Solution 4 | stage0 | pv_loop | hub3_to_hub4_pv_loop | hub3 | hub4 | 6145.361 | 9013368.1755 | 1.02e-08
Solution 4 | stage0 | pv_loop | hub11_to_hub12_pv_loop | hub11 | hub12 | 3644.962 | 5585092.7942 | 8.5978e-09
Solution 4 | stage0 | pv_loop | hub4_to_hub5_pv_loop | hub4 | hub5 | 5547.821 | 8421173.7961 | 9.6926e-09
Solution 4 | stage0 | pv_loop | hub12_to_hub13_pv_loop | hub12 | hub13 | 178.052 | 139997.5963 | 4.2857e-10
Solution 4 | stage0 | pv_loop | hub8_to_hub9_pv_loop | hub8 | hub9 | 4873.917 | 7606479.1113 | 1.0762e-08
Solution 4 | stage0 | pv_loop | hub9_to_hub10_pv_loop | hub9 | hub10 | 3926.56 | 6001575.3427 | 8.7966e-09
Solution 4 | stage0 | pv_loop | hub10_to_hub11_pv_loop | hub10 | hub11 | 3890.411 | 5949739.2644 | 8.7849e-09

## Intrahubs
Solution | Stage | Name | Hub | Capacity (kW) | Energy in (kWh/year) | Energy out (kWh/year)