## Job Info
Name | futu2
Scenario | w2w_multi
Objective 1 | MIN_LIFE_CYCLE_COST
Objective 2 | MIN_FUEL_IMPORTS
Pareto points | 4
Temporal resolution | LOW
Optimality gap | 1
Time limit | 2880
Created at | 2025-02-21 01:20:53 (UTC)

## Key Results
Solution | Stage | Life-cycle cost (USD) | Annualized life-cycle cost (USD/year) | Capital recovery factor | CO2 emissions (kg-CO2) | Investment (USD) | Imports cost (USD) | Exports revenue (USD) | O&M cost (USD) | Replacement cost (USD) | Salvage revenue (USD) | Demands revenue (USD) | Embodied CO2 emissions (kg-CO2) | Imports CO2 emissions (kg-CO2) | Exports CO2 compensation (kg-CO2)
Solution 1 | stage0 | 119464659.5742 | 7265059.7553 | 0.060813 | 94688161.489 | 53627130.1619 | 56295987.6293 | 0 | 14072107.5272 | 0 | 4530565.7442 | 0 | 0 | 94688161.489 | 0
Solution 2 | stage0 | 121856370.0016 | 7410507.9509 | 0.060813 | 82333246.9305 | 65556579.4794 | 46438854.9881 | 10119.5069 | 16030977.5277 | 0 | 6159922.4868 | 0 | 0 | 82333246.9305 | 0
Solution 3 | stage0 | 127212236.1313 | 7736216.7222 | 0.060813 | 66281606.6295 | 82273493.7846 | 34105686.25 | 256650.485 | 18274578.8427 | 2262468.9643 | 9447341.2253 | 0 | 0 | 66281606.6295 | 0
Solution 4 | stage0 | 149460487.1463 | 9089209.9308 | 0.060813 | 48103149.2944 | 113588395.2559 | 21792820.9673 | 878010.2129 | 23573837.4828 | 5425681.9421 | 14042238.2889 | 0 | 0 | 48103149.2944 | 0

## Cost & CO2
Solution | Stage | Name | Type | Hub or Link | Capacity (kW or KWh) | Life-cycle cost (USD) | Annualized life-cycle cost (USD/year) | Investment (USD) | Imports cost (USD) | Exports revenue (USD) | O&M cost (USD) | Replacement cost (USD) | Salvage revenue (USD) | Embodied CO2 emissions (kg-CO2) | Imports CO2 emissions (kg-CO2) | Exports CO2 compensation (kg-CO2) | Lifetime (years) | Length (m) | Energy in (kWh/year) | Energy out (kWh/year)
Solution 1 | stage0 | Gas | Import | hub10 | 1000000 | 0 | 0 |  | 0 |  | 0 |  |  |  | 0 |  |  |  | 0
Solution 1 | stage0 | Gas | Import | hub8 | 1000000 | 0 | 0 |  | 0 |  | 0 |  |  |  | 0 |  |  |  | 0
Solution 1 | stage0 | Gas | Import | hub11 | 1000000 | 0 | 0 |  | 0 |  | 0 |  |  |  | 0 |  |  |  | 0
Solution 1 | stage0 | Gas | Import | hub7 | 1000000 | 0 | 0 |  | 0 |  | 0 |  |  |  | 0 |  |  |  | 0
Solution 1 | stage0 | Gas | Import | hub14 | 1000000 | 0 | 0 |  | 0 |  | 0 |  |  |  | 0 |  |  |  | 0
Solution 1 | stage0 | Gas | Import | hub2 | 1000000 | 0 | 0 |  | 0 |  | 0 |  |  |  | 0 |  |  |  | 0
Solution 1 | stage0 | Gas | Import | hub3 | 1000000 | 0 | 0 |  | 0 |  | 0 |  |  |  | 0 |  |  |  | 0
Solution 1 | stage0 | Gas | Import | hub4 | 1000000 | 0 | 0 |  | 0 |  | 0 |  |  |  | 0 |  |  |  | 0
Solution 1 | stage0 | Gas | Import | hub6 | 1000000 | 0 | 0 |  | 0 |  | 0 |  |  |  | 0 |  |  |  | 0
Solution 1 | stage0 | Gas | Import | hub1 | 1000000 | 0 | 0 |  | 0 |  | 0 |  |  |  | 0 |  |  |  | 0
Solution 1 | stage0 | Gas | Import | hub13 | 1000000 | 0 | 0 |  | 0 |  | 0 |  |  |  | 0 |  |  |  | 0
Solution 1 | stage0 | Gas | Import | hub5 | 1000000 | 0 | 0 |  | 0 |  | 0 |  |  |  | 0 |  |  |  | 0
Solution 1 | stage0 | Gas | Import | hub9 | 1000000 | 0 | 0 |  | 0 |  | 0 |  |  |  | 0 |  |  |  | 0
Solution 1 | stage0 | Gas | Import | hub12 | 1000000 | 0 | 0 |  | 0 |  | 0 |  |  |  | 0 |  |  |  | 0
Solution 1 | stage0 | Heat ambient in | Import | hub10 | 1000000 | 0 | 0 |  | 0 |  | 0 |  |  |  | 0 |  |  |  | 3406.8136
Solution 1 | stage0 | Heat ambient in | Import | hub8 | 1000000 | 0 | 0 |  | 0 |  | 0 |  |  |  | 0 |  |  |  | 0
Solution 1 | stage0 | Heat ambient in | Import | hub11 | 1000000 | 0 | 0 |  | 0 |  | 0 |  |  |  | 0 |  |  |  | 0
Solution 1 | stage0 | Heat ambient in | Import | hub7 | 1000000 | 0 | 0 |  | 0 |  | 0 |  |  |  | 0 |  |  |  | 0
Solution 1 | stage0 | Heat ambient in | Import | hub14 | 1000000 | 0 | 0 |  | 0 |  | 0 |  |  |  | 0 |  |  |  | 33928.8122
Solution 1 | stage0 | Heat ambient in | Import | hub2 | 1000000 | 0 | 0 |  | 0 |  | 0 |  |  |  | 0 |  |  |  | 2749.0888
Solution 1 | stage0 | Heat ambient in | Import | hub3 | 1000000 | 0 | 0 |  | 0 |  | 0 |  |  |  | 0 |  |  |  | 0
Solution 1 | stage0 | Heat ambient in | Import | hub4 | 1000000 | 0 | 0 |  | 0 |  | 0 |  |  |  | 0 |  |  |  | 0
Solution 1 | stage0 | Heat ambient in | Import | hub6 | 1000000 | 0 | 0 |  | 0 |  | 0 |  |  |  | 0 |  |  |  | 20653.4903
Solution 1 | stage0 | Heat ambient in | Import | hub1 | 1000000 | 0 | 0 |  | 0 |  | 0 |  |  |  | 0 |  |  |  | 3.9965
Solution 1 | stage0 | Heat ambient in | Import | hub13 | 1000000 | 0 | 0 |  | 0 |  | 0 |  |  |  | 0 |  |  |  | 8651.1227
Solution 1 | stage0 | Heat ambient in | Import | hub5 | 1000000 | 0 | 0 |  | 0 |  | 0 |  |  |  | 0 |  |  |  | 0
Solution 1 | stage0 | Heat ambient in | Import | hub9 | 1000000 | 0 | 0 |  | 0 |  | 0 |  |  |  | 0 |  |  |  | 0
Solution 1 | stage0 | Heat ambient in | Import | hub12 | 1000000 | 0 | 0 |  | 0 |  | 0 |  |  |  | 0 |  |  |  | 0
Solution 1 | stage0 | Electricity | Import | hub10 | 1000000 | 215577.3953 | 13110.0081 |  | 215577.3953 |  | 0 |  |  |  | 353094.3874 |  |  |  | 88815.7567
Solution 1 | stage0 | Electricity | Import | hub8 | 1000000 | 1021138.0188 | 62098.94 |  | 1021138.0188 |  | 0 |  |  |  | 1782419.5134 |  |  |  | 403086.5409
Solution 1 | stage0 | Electricity | Import | hub11 | 1000000 | 1584703.7693 | 96371.3254 |  | 1584703.7693 |  | 0 |  |  |  | 2654850.1188 |  |  |  | 650940.1597
Solution 1 | stage0 | Electricity | Import | hub7 | 1000000 | 999746.5306 | 60798.0495 |  | 999746.5306 |  | 0 |  |  |  | 1757558.4972 |  |  |  | 394088.7449
Solution 1 | stage0 | Electricity | Import | hub14 | 1000000 | 378172.5552 | 22997.983 |  | 378172.5552 |  | 0 |  |  |  | 625476.3821 |  |  |  | 152727.2898
Solution 1 | stage0 | Electricity | Import | hub2 | 1000000 | 926773.5051 | 56360.307 |  | 926773.5051 |  | 0 |  |  |  | 1475692.2924 |  |  |  | 379741.556
Solution 1 | stage0 | Electricity | Import | hub3 | 1000000 | 1150480.71 | 69964.7171 |  | 1150480.71 |  | 0 |  |  |  | 1871159.5698 |  |  |  | 470298.6432
Solution 1 | stage0 | Electricity | Import | hub4 | 1000000 | 2742810.8071 | 166799.8258 |  | 2742810.8071 |  | 0 |  |  |  | 4795242.2077 |  |  |  | 1073869.1675
Solution 1 | stage0 | Electricity | Import | hub6 | 1000000 | 172913.8512 | 10515.4902 |  | 172913.8512 |  | 0 |  |  |  | 259183.4746 |  |  |  | 79531.5617
Solution 1 | stage0 | Electricity | Import | hub1 | 1000000 | 9081927.7481 | 552303.4847 |  | 9081927.7481 |  | 0 |  |  |  | 13672118.2809 |  |  |  | 3778072.2066
Solution 1 | stage0 | Electricity | Import | hub13 | 1000000 | 282473.6458 | 17178.2008 |  | 282473.6458 |  | 0 |  |  |  | 486961.29 |  |  |  | 122691.1103
Solution 1 | stage0 | Electricity | Import | hub5 | 1000000 | 1543473.3956 | 93863.9635 |  | 1543473.3956 |  | 0 |  |  |  | 2700395.66 |  |  |  | 604214.3045
Solution 1 | stage0 | Electricity | Import | hub9 | 1000000 | 6887348.2916 | 418843.5063 |  | 6887348.2916 |  | 0 |  |  |  | 11574884.842 |  |  |  | 2782071.8413
Solution 1 | stage0 | Electricity | Import | hub12 | 1000000 | 29308447.4057 | 1782348.2066 |  | 29308447.4057 |  | 0 |  |  |  | 50679124.9729 |  |  |  | 12157470.9886
Solution 1 | stage0 | Slack | Export | hub10 | 1000000 | 0 | 0 |  |  | 0 | 0 |  |  |  |  | 0 |  |  |  | 73.7628
Solution 1 | stage0 | Slack | Export | hub8 | 1000000 | 0 | 0 |  |  | 0 | 0 |  |  |  |  | 0 |  |  |  | 180.1981
Solution 1 | stage0 | Slack | Export | hub11 | 1000000 | 0 | 0 |  |  | 0 | 0 |  |  |  |  | 0 |  |  |  | 444.0691
Solution 1 | stage0 | Slack | Export | hub7 | 1000000 | 0 | 0 |  |  | 0 | 0 |  |  |  |  | 0 |  |  |  | 201.2538
Solution 1 | stage0 | Slack | Export | hub14 | 1000000 | 0 | 0 |  |  | 0 | 0 |  |  |  |  | 0 |  |  |  | 190.4286
Solution 1 | stage0 | Slack | Export | hub2 | 1000000 | 0 | 0 |  |  | 0 | 0 |  |  |  |  | 0 |  |  |  | 121.0489
Solution 1 | stage0 | Slack | Export | hub3 | 1000000 | 0 | 0 |  |  | 0 | 0 |  |  |  |  | 0 |  |  |  | 62.9666
Solution 1 | stage0 | Slack | Export | hub4 | 1000000 | 0 | 0 |  |  | 0 | 0 |  |  |  |  | 0 |  |  |  | 488.0003
Solution 1 | stage0 | Slack | Export | hub6 | 1000000 | 0 | 0 |  |  | 0 | 0 |  |  |  |  | 0 |  |  |  | 92.3999
Solution 1 | stage0 | Slack | Export | hub1 | 1000000 | 0 | 0 |  |  | 0 | 0 |  |  |  |  | 0 |  |  |  | 652.1445
Solution 1 | stage0 | Slack | Export | hub13 | 1000000 | 0 | 0 |  |  | 0 | 0 |  |  |  |  | 0 |  |  |  | 102.589
Solution 1 | stage0 | Slack | Export | hub5 | 1000000 | 0 | 0 |  |  | 0 | 0 |  |  |  |  | 0 |  |  |  | 237.151
Solution 1 | stage0 | Slack | Export | hub9 | 1000000 | 0 | 0 |  |  | 0 | 0 |  |  |  |  | 0 |  |  |  | 831.5705
Solution 1 | stage0 | Slack | Export | hub12 | 1000000 | 0 | 0 |  |  | 0 | 0 |  |  |  |  | 0 |  |  |  | 9741.1299
Solution 1 | stage0 | Heat ambient out | Export | hub10 | 1000000 | 0 | 0 |  |  | 0 | 0 |  |  |  |  | 0 |  |  |  | 11965.2072
Solution 1 | stage0 | Heat ambient out | Export | hub8 | 1000000 | 0 | 0 |  |  | 0 | 0 |  |  |  |  | 0 |  |  |  | 170915.0575
Solution 1 | stage0 | Heat ambient out | Export | hub11 | 1000000 | 0 | 0 |  |  | 0 | 0 |  |  |  |  | 0 |  |  |  | 314604.7385
Solution 1 | stage0 | Heat ambient out | Export | hub7 | 1000000 | 0 | 0 |  |  | 0 | 0 |  |  |  |  | 0 |  |  |  | 147329.8208
Solution 1 | stage0 | Heat ambient out | Export | hub14 | 1000000 | 0 | 0 |  |  | 0 | 0 |  |  |  |  | 0 |  |  |  | 10.4
Solution 1 | stage0 | Heat ambient out | Export | hub2 | 1000000 | 0 | 0 |  |  | 0 | 0 |  |  |  |  | 0 |  |  |  | 182201.4373
Solution 1 | stage0 | Heat ambient out | Export | hub3 | 1000000 | 0 | 0 |  |  | 0 | 0 |  |  |  |  | 0 |  |  |  | 119058.4429
Solution 1 | stage0 | Heat ambient out | Export | hub4 | 1000000 | 0 | 0 |  |  | 0 | 0 |  |  |  |  | 0 |  |  |  | 499933.6961
Solution 1 | stage0 | Heat ambient out | Export | hub6 | 1000000 | 0 | 0 |  |  | 0 | 0 |  |  |  |  | 0 |  |  |  | 23.9
Solution 1 | stage0 | Heat ambient out | Export | hub1 | 1000000 | 0 | 0 |  |  | 0 | 0 |  |  |  |  | 0 |  |  |  | 2749427.0576
Solution 1 | stage0 | Heat ambient out | Export | hub13 | 1000000 | 0 | 0 |  |  | 0 | 0 |  |  |  |  | 0 |  |  |  | 24283.5148
Solution 1 | stage0 | Heat ambient out | Export | hub5 | 1000000 | 0 | 0 |  |  | 0 | 0 |  |  |  |  | 0 |  |  |  | 259727.578
Solution 1 | stage0 | Heat ambient out | Export | hub9 | 1000000 | 0 | 0 |  |  | 0 | 0 |  |  |  |  | 0 |  |  |  | 1383627.1859
Solution 1 | stage0 | Heat ambient out | Export | hub12 | 1000000 | 0 | 0 |  |  | 0 | 0 |  |  |  |  | 0 |  |  |  | 2709942.5134
Solution 1 | stage0 | export_electricity | Export | plant | 1000000 | 0 | 0 |  |  | 0 | 0 |  |  |  |  | 0 |  |  |  | 0
Solution 1 | stage0 | local W2WHP | Conversion | hub1 | 3533.3118 | 10496721.9896 | 638342.0232 | 7898956.3475 |  |  | 2597765.6422 | 0 | 0 | 0 |  |  | 20 |  | 490751.8757 | 3223139.228
Solution 1 | stage0 | local W2WHP | Conversion | hub10 | 56.5857 | 193825.7129 | 11787.213 | 145857.0444 |  |  | 47968.6685 | 0 | 0 | 0 |  |  | 20 |  | 8377.4301 | 49013.0958
Solution 1 | stage0 | local W2WHP | Conversion | hub11 | 322.8573 | 982892.6036 | 59773.1038 | 739642.8883 |  |  | 243249.7153 | 0 | 0 | 0 |  |  | 20 |  | 119551.1747 | 700157.6623
Solution 1 | stage0 | local W2WHP | Conversion | hub12 | 5632.0233 | 16716023.1176 | 1016559.2674 | 12579082.9784 |  |  | 4136940.1392 | 0 | 0 | 0 |  |  | 20 |  | 2142803.8853 | 11610008.7002
Solution 1 | stage0 | local W2WHP | Conversion | hub13 | 217.5807 | 670916.7281 | 40800.7702 | 504875.8987 |  |  | 166040.8294 | 0 | 0 | 0 |  |  | 20 |  | 15527.6777 | 88306.571
Solution 1 | stage0 | local W2WHP | Conversion | hub14 | 146.5513 | 460428.9367 | 28000.2785 | 346480.3656 |  |  | 113948.5711 | 0 | 0 | 0 |  |  | 20 |  | 10607.6959 | 62559.1178
Solution 1 | stage0 | local W2WHP | Conversion | hub2 | 480.6915 | 1450616.8297 | 88217.0341 | 1091613.0794 |  |  | 359003.7503 | 0 | 0 | 0 |  |  | 20 |  | 45384.3381 | 282145.4856
Solution 1 | stage0 | local W2WHP | Conversion | hub3 | 128.507 | 406956.7011 | 24748.4466 | 306241.6267 |  |  | 100715.0744 | 0 | 0 | 0 |  |  | 20 |  | 24518.4059 | 157254.3204
Solution 1 | stage0 | local W2WHP | Conversion | hub4 | 1030.1281 | 3078811.9664 | 187233.2202 | 2316856.7624 |  |  | 761955.204 | 0 | 0 | 0 |  |  | 20 |  | 209921.4358 | 1147940.0123
Solution 1 | stage0 | local W2WHP | Conversion | hub5 | 527.0662 | 1588042.9697 | 96574.3937 | 1195028.5154 |  |  | 393014.4543 | 0 | 0 | 0 |  |  | 20 |  | 113712.4354 | 612382.5287
Solution 1 | stage0 | local W2WHP | Conversion | hub6 | 199.2172 | 616498.6449 | 37491.418 | 463925.3939 |  |  | 152573.2509 | 0 | 0 | 0 |  |  | 20 |  | 8957.3851 | 47598.2488
Solution 1 | stage0 | local W2WHP | Conversion | hub7 | 368.1687 | 1117167.8707 | 67938.8479 | 840687.2405 |  |  | 276480.6302 | 0 | 0 | 0 |  |  | 20 |  | 83132.2887 | 437117.9496
Solution 1 | stage0 | local W2WHP | Conversion | hub8 | 370.1627 | 1123076.8233 | 68298.1918 | 845133.8247 |  |  | 277942.9986 | 0 | 0 | 0 |  |  | 20 |  | 84128.9341 | 446529.2385
Solution 1 | stage0 | local W2WHP | Conversion | hub9 | 1337.7748 | 3990489.1378 | 242675.4669 | 3002908.8639 |  |  | 987580.2739 | 0 | 0 | 0 |  |  | 20 |  | 342620.3908 | 2093740.8013
Solution 1 | stage0 | pv to hub | Conversion | hub1 | 601304.3602 | 0 | 0 | 0 |  |  | 0 | 0 | 0 | 0 |  |  | 1 |  | 0 | 0
Solution 1 | stage0 | pv to hub | Conversion | hub10 | 600028.8389 | 0 | 0 | 0 |  |  | 0 | 0 | 0 | 0 |  |  | 1 |  | 0 | 0
Solution 1 | stage0 | pv to hub | Conversion | hub11 | 400269.7203 | 0 | 0 | 0 |  |  | 0 | 0 | 0 | 0 |  |  | 1 |  | 0 | 0
Solution 1 | stage0 | pv to hub | Conversion | hub12 | 403684.7 | 0 | 0 | 0 |  |  | 0 | 0 | 0 | 0 |  |  | 1 |  | 0 | 0
Solution 1 | stage0 | pv to hub | Conversion | hub13 | 600055.7746 | 0 | 0 | 0 |  |  | 0 | 0 | 0 | 0 |  |  | 1 |  | 0 | 0
Solution 1 | stage0 | pv to hub | Conversion | hub14 | 1000000 | 0 | 0 | 0 |  |  | 0 | 0 | 0 | 0 |  |  | 1 |  | 0 | 0
Solution 1 | stage0 | pv to hub | Conversion | hub2 | 600122.758 | 0 | 0 | 0 |  |  | 0 | 0 | 0 | 0 |  |  | 1 |  | 0 | 0
Solution 1 | stage0 | pv to hub | Conversion | hub3 | 600079.3935 | 0 | 0 | 0 |  |  | 0 | 0 | 0 | 0 |  |  | 1 |  | 0 | 0
Solution 1 | stage0 | pv to hub | Conversion | hub4 | 400553.9761 | 0 | 0 | 0 |  |  | 0 | 0 | 0 | 0 |  |  | 1 |  | -1.9917e-10 | -1.9917e-10
Solution 1 | stage0 | pv to hub | Conversion | hub5 | 400322.9321 | 0 | 0 | 0 |  |  | 0 | 0 | 0 | 0 |  |  | 1 |  | -1.3223e-10 | -1.3223e-10
Solution 1 | stage0 | pv to hub | Conversion | hub6 | 600055.5554 | 0 | 0 | 0 |  |  | 0 | 0 | 0 | 0 |  |  | 1 |  | 0 | 0
Solution 1 | stage0 | pv to hub | Conversion | hub7 | 400217.4786 | 0 | 0 | 0 |  |  | 0 | 0 | 0 | 0 |  |  | 1 |  | 0 | 0
Solution 1 | stage0 | pv to hub | Conversion | hub8 | 400218.1478 | 0 | 0 | 0 |  |  | 0 | 0 | 0 | 0 |  |  | 1 |  | 0 | 0
Solution 1 | stage0 | pv to hub | Conversion | hub9 | 400750.4982 | 0 | 0 | 0 |  |  | 0 | 0 | 0 | 0 |  |  | 1 |  | 0 | 0
Solution 1 | stage0 | Pump DHW gas | Conversion | hub1 | 0 | 0 | 0 | 0 |  |  | 0 | 0 | 0 | 0 |  |  | 20 |  | 0 | 0
Solution 1 | stage0 | Pump DHW gas | Conversion | hub10 | 0 | 0 | 0 | 0 |  |  | 0 | 0 | 0 | 0 |  |  | 20 |  | 0 | 0
Solution 1 | stage0 | Pump DHW gas | Conversion | hub11 | 0 | 0 | 0 | 0 |  |  | 0 | 0 | 0 | 0 |  |  | 20 |  | 0 | 0
Solution 1 | stage0 | Pump DHW gas | Conversion | hub12 | 0 | 0 | 0 | 0 |  |  | 0 | 0 | 0 | 0 |  |  | 20 |  | 0 | 0
Solution 1 | stage0 | Pump DHW gas | Conversion | hub13 | 0 | 0 | 0 | 0 |  |  | 0 | 0 | 0 | 0 |  |  | 20 |  | 0 | 0
Solution 1 | stage0 | Pump DHW gas | Conversion | hub14 | 0 | 0 | 0 | 0 |  |  | 0 | 0 | 0 | 0 |  |  | 20 |  | 0 | 0
Solution 1 | stage0 | Pump DHW gas | Conversion | hub2 | 0 | 0 | 0 | 0 |  |  | 0 | 0 | 0 | 0 |  |  | 20 |  | 0 | 0
Solution 1 | stage0 | Pump DHW gas | Conversion | hub3 | 0 | 0 | 0 | 0 |  |  | 0 | 0 | 0 | 0 |  |  | 20 |  | 0 | 0
Solution 1 | stage0 | Pump DHW gas | Conversion | hub4 | 0 | 0 | 0 | 0 |  |  | 0 | 0 | 0 | 0 |  |  | 20 |  | 0 | 0
Solution 1 | stage0 | Pump DHW gas | Conversion | hub5 | 0 | 0 | 0 | 0 |  |  | 0 | 0 | 0 | 0 |  |  | 20 |  | 0 | 0
Solution 1 | stage0 | Pump DHW gas | Conversion | hub6 | 0 | 0 | 0 | 0 |  |  | 0 | 0 | 0 | 0 |  |  | 20 |  | 0 | 0
Solution 1 | stage0 | Pump DHW gas | Conversion | hub7 | 0 | 0 | 0 | 0 |  |  | 0 | 0 | 0 | 0 |  |  | 20 |  | 0 | 0
Solution 1 | stage0 | Pump DHW gas | Conversion | hub8 | 0 | 0 | 0 | 0 |  |  | 0 | 0 | 0 | 0 |  |  | 20 |  | 0 | 0
Solution 1 | stage0 | Pump DHW gas | Conversion | hub9 | 0 | 0 | 0 | 0 |  |  | 0 | 0 | 0 | 0 |  |  | 20 |  | 0 | 0
Solution 1 | stage0 | Pump cooling | Conversion | hub1 | 2746.524 | 171158.67 | 10408.7516 | 128799.7209 |  |  | 42358.9491 | 0 | 0 | 0 |  |  | 20 |  | 2915759.2446 | 2915759.2446
Solution 1 | stage0 | Pump cooling | Conversion | hub10 | 43.5653 | 63401.8789 | 3855.6879 | 47710.9591 |  |  | 15690.9198 | 0 | 0 | 0 |  |  | 20 |  | 40014.3655 | 40014.3655
Solution 1 | stage0 | Pump cooling | Conversion | hub11 | 266.7618 | 72299.8815 | 4396.8062 | 54406.8527 |  |  | 17893.0287 | 0 | 0 | 0 |  |  | 20 |  | 591631.3513 | 591631.3513
Solution 1 | stage0 | Pump cooling | Conversion | hub12 | 4679.9342 | 248236.4561 | 15096.1187 | 186802.0256 |  |  | 61434.4304 | 0 | 0 | 0 |  |  | 20 |  | 9316474.1294 | 9316474.1294
Solution 1 | stage0 | Pump cooling | Conversion | hub13 | 151.9881 | 67724.2879 | 4118.5485 | 50963.6432 |  |  | 16760.6448 | 0 | 0 | 0 |  |  | 20 |  | 69305.2051 | 69305.2051
Solution 1 | stage0 | Pump cooling | Conversion | hub14 | 103.6616 | 65797.6909 | 4001.3855 | 49513.8471 |  |  | 16283.8437 | 0 | 0 | 0 |  |  | 20 |  | 51168.3584 | 51168.3584
Solution 1 | stage0 | Pump cooling | Conversion | hub2 | 326.6423 | 74687.0943 | 4541.9809 | 56203.2698 |  |  | 18483.8245 | 0 | 0 | 0 |  |  | 20 |  | 228167.1925 | 228167.1925
Solution 1 | stage0 | Pump cooling | Conversion | hub3 | 100.4378 | 65669.1709 | 3993.5697 | 49417.1337 |  |  | 16252.0372 | 0 | 0 | 0 |  |  | 20 |  | 131512.0532 | 131512.0532
Solution 1 | stage0 | Pump cooling | Conversion | hub4 | 748.031 | 91486.2748 | 5563.5973 | 68844.9301 |  |  | 22641.3448 | 0 | 0 | 0 |  |  | 20 |  | 811707.9698 | 811707.9698
Solution 1 | stage0 | Pump cooling | Conversion | hub5 | 380.9923 | 76853.8252 | 4673.7473 | 57833.7705 |  |  | 19020.0547 | 0 | 0 | 0 |  |  | 20 |  | 422192.8759 | 422192.8759
Solution 1 | stage0 | Pump cooling | Conversion | hub6 | 127.8045 | 66760.1774 | 4059.9176 | 50238.1341 |  |  | 16522.0433 | 0 | 0 | 0 |  |  | 20 |  | 33799.1386 | 33799.1386
Solution 1 | stage0 | Pump cooling | Conversion | hub7 | 264.3832 | 72205.0571 | 4391.0396 | 54335.4958 |  |  | 17869.5612 | 0 | 0 | 0 |  |  | 20 |  | 292649.0271 | 292649.0271
Solution 1 | stage0 | Pump cooling | Conversion | hub8 | 267.1967 | 72317.22 | 4397.8606 | 54419.9003 |  |  | 17897.3197 | 0 | 0 | 0 |  |  | 20 |  | 309788.5739 | 309788.5739
Solution 1 | stage0 | Pump cooling | Conversion | hub9 | 1086.2268 | 104968.8674 | 6383.5204 | 78990.8032 |  |  | 25978.0642 | 0 | 0 | 0 |  |  | 20 |  | 1693852.2019 | 1693852.2019
Solution 1 | stage0 | Pump DHW | Conversion | hub1 | 0 | 0 | 0 | 0 |  |  | 0 | 0 | 0 | 0 |  |  | 20 |  | 0 | 0
Solution 1 | stage0 | Pump DHW | Conversion | hub10 | 0 | 0 | 0 | 0 |  |  | 0 | 0 | 0 | 0 |  |  | 20 |  | 0 | 0
Solution 1 | stage0 | Pump DHW | Conversion | hub11 | 34.8297 | 8790.9289 | 534.6068 | 6615.3189 |  |  | 2175.61 | 0 | 0 | 0 |  |  | 20 |  | 157809.6407 | 157809.6407
Solution 1 | stage0 | Pump DHW | Conversion | hub12 | 554.1475 | 11551.3616 | 702.4783 | 8692.59 |  |  | 2858.7716 | 0 | 0 | 0 |  |  | 20 |  | 3432842.9357 | 3432842.9357
Solution 1 | stage0 | Pump DHW | Conversion | hub13 | 0 | 0 | 0 | 0 |  |  | 0 | 0 | 0 | 0 |  |  | 20 |  | 0 | 0
Solution 1 | stage0 | Pump DHW | Conversion | hub14 | 0 | 0 | 0 | 0 |  |  | 0 | 0 | 0 | 0 |  |  | 20 |  | 0 | 0
Solution 1 | stage0 | Pump DHW | Conversion | hub2 | 0 | 0 | 0 | 0 |  |  | 0 | 0 | 0 | 0 |  |  | 20 |  | 0 | 0
Solution 1 | stage0 | Pump DHW | Conversion | hub3 | 0 | 0 | 0 | 0 |  |  | 0 | 0 | 0 | 0 |  |  | 20 |  | 0 | 0
Solution 1 | stage0 | Pump DHW | Conversion | hub4 | 94.6748 | 9109.0353 | 553.952 | 6854.6992 |  |  | 2254.3361 | 0 | 0 | 0 |  |  | 20 |  | 355179.512 | 355179.512
Solution 1 | stage0 | Pump DHW | Conversion | hub5 | 55.1879 | 8899.1428 | 541.1877 | 6696.7517 |  |  | 2202.3911 | 0 | 0 | 0 |  |  | 20 |  | 207041.9729 | 207041.9729
Solution 1 | stage0 | Pump DHW | Conversion | hub6 | 0 | 0 | 0 | 0 |  |  | 0 | 0 | 0 | 0 |  |  | 20 |  | 0 | 0
Solution 1 | stage0 | Pump DHW | Conversion | hub7 | 43.6957 | 8838.056 | 537.4728 | 6650.7829 |  |  | 2187.2732 | 0 | 0 | 0 |  |  | 20 |  | 163928.3722 | 163928.3722
Solution 1 | stage0 | Pump DHW | Conversion | hub8 | 43.6957 | 8838.056 | 537.4728 | 6650.7829 |  |  | 2187.2732 | 0 | 0 | 0 |  |  | 20 |  | 163928.3722 | 163928.3722
Solution 1 | stage0 | Pump DHW | Conversion | hub9 | 71.4402 | 8985.5316 | 546.4413 | 6761.7607 |  |  | 2223.7709 | 0 | 0 | 0 |  |  | 20 |  | 268013.5088 | 268013.5088
Solution 1 | stage0 | Pump SH | Conversion | hub1 | 2304.5377 | 203386.154 | 12368.6165 | 153051.434 |  |  | 50334.7201 | 0 | 0 | 0 |  |  | 20 |  | 769002.1132 | 769002.1132
Solution 1 | stage0 | Pump SH | Conversion | hub10 | 135.9123 | 93876.5701 | 5708.9594 | 70643.6666 |  |  | 23232.9034 | 0 | 0 | 0 |  |  | 20 |  | 51886.8028 | 51886.8028
Solution 1 | stage0 | Pump SH | Conversion | hub11 | 218.5355 | 98048.8117 | 5962.6879 | 73783.3473 |  |  | 24265.4645 | 0 | 0 | 0 |  |  | 20 |  | 358025.079 | 358025.079
Solution 1 | stage0 | Pump SH | Conversion | hub12 | 2153.8699 | 195777.846 | 11905.929 | 147326.0568 |  |  | 48451.7893 | 0 | 0 | 0 |  |  | 20 |  | 7345736.852 | 7345736.852
Solution 1 | stage0 | Pump SH | Conversion | hub13 | 140.401 | 94103.2358 | 5722.7437 | 70814.2363 |  |  | 23288.9995 | 0 | 0 | 0 |  |  | 20 |  | 72255.5737 | 72255.5737
Solution 1 | stage0 | Pump SH | Conversion | hub14 | 142.1925 | 94193.7038 | 5728.2454 | 70882.315 |  |  | 23311.3888 | 0 | 0 | 0 |  |  | 20 |  | 133678.2324 | 133678.2324
Solution 1 | stage0 | Pump SH | Conversion | hub2 | 279.8181 | 101143.4144 | 6150.8814 | 76112.0868 |  |  | 25031.3276 | 0 | 0 | 0 |  |  | 20 |  | 85065.6118 | 85065.6118
Solution 1 | stage0 | Pump SH | Conversion | hub3 | 58.7399 | 89979.5802 | 5471.9699 | 67711.1175 |  |  | 22268.4627 | 0 | 0 | 0 |  |  | 20 |  | 44423.8362 | 44423.8362
Solution 1 | stage0 | Pump SH | Conversion | hub4 | 273.5294 | 100825.8515 | 6131.5693 | 75873.1155 |  |  | 24952.736 | 0 | 0 | 0 |  |  | 20 |  | 263452.5887 | 263452.5887
Solution 1 | stage0 | Pump SH | Conversion | hub5 | 136.167 | 93889.4307 | 5709.7415 | 70653.3444 |  |  | 23236.0862 | 0 | 0 | 0 |  |  | 20 |  | 116315.6149 | 116315.6149
Solution 1 | stage0 | Pump SH | Conversion | hub6 | 115.1239 | 92826.813 | 5645.12 | 69853.7071 |  |  | 22973.1059 | 0 | 0 | 0 |  |  | 20 |  | 65178.3221 | 65178.3221
Solution 1 | stage0 | Pump SH | Conversion | hub7 | 104.0534 | 92267.7852 | 5611.1236 | 69433.0295 |  |  | 22834.7557 | 0 | 0 | 0 |  |  | 20 |  | 100816.5426 | 100816.5426
Solution 1 | stage0 | Pump SH | Conversion | hub8 | 100.9653 | 92111.8452 | 5601.6404 | 69315.682 |  |  | 22796.1631 | 0 | 0 | 0 |  |  | 20 |  | 97713.9953 | 97713.9953
Solution 1 | stage0 | Pump SH | Conversion | hub9 | 674.3585 | 121066.6146 | 7362.4802 | 91104.6234 |  |  | 29961.9912 | 0 | 0 | 0 |  |  | 20 |  | 577006.576 | 577006.576
Solution 1 | stage0 | HEX SC local | Conversion | hub1 | 3018.9372 | 0 | 0 | 0 |  |  | 0 | 0 | 0 | 0 |  |  | 1 |  | 652144.5025 | 652.1445
Solution 1 | stage0 | HEX SC local | Conversion | hub10 | 3018.6921 | 0 | 0 | 0 |  |  | 0 | 0 | 0 | 0 |  |  | 1 |  | 73762.8343 | 73.7628
Solution 1 | stage0 | HEX SC local | Conversion | hub11 | 1867.6648 | 0 | 0 | 0 |  |  | 0 | 0 | 0 | 0 |  |  | 1 |  | 444069.0598 | 444.0691
Solution 1 | stage0 | HEX SC local | Conversion | hub12 | 1881.7992 | 0 | 0 | 0 |  |  | 0 | 0 | 0 | 0 |  |  | 1 |  | 9741129.9243 | 9741.1299
Solution 1 | stage0 | HEX SC local | Conversion | hub13 | 3018.7621 | 0 | 0 | 0 |  |  | 0 | 0 | 0 | 0 |  |  | 1 |  | 102588.9693 | 102.589
Solution 1 | stage0 | HEX SC local | Conversion | hub14 | 3018.6869 | 0 | 0 | 0 |  |  | 0 | 0 | 0 | 0 |  |  | 1 |  | 190428.5611 | 190.4286
Solution 1 | stage0 | HEX SC local | Conversion | hub2 | 3018.7076 | 0 | 0 | 0 |  |  | 0 | 0 | 0 | 0 |  |  | 1 |  | 121048.9479 | 121.0489
Solution 1 | stage0 | HEX SC local | Conversion | hub3 | 3018.66 | 0 | 0 | 0 |  |  | 0 | 0 | 0 | 0 |  |  | 1 |  | 62966.5662 | 62.9666
Solution 1 | stage0 | HEX SC local | Conversion | hub4 | 1868.2754 | 0 | 0 | 0 |  |  | 0 | 0 | 0 | 0 |  |  | 1 |  | 488000.3485 | 488.0003
Solution 1 | stage0 | HEX SC local | Conversion | hub5 | 1867.5713 | 0 | 0 | 0 |  |  | 0 | 0 | 0 | 0 |  |  | 1 |  | 237151.0011 | 237.151
Solution 1 | stage0 | HEX SC local | Conversion | hub6 | 3018.7094 | 0 | 0 | 0 |  |  | 0 | 0 | 0 | 0 |  |  | 1 |  | 92399.8546 | 92.3999
Solution 1 | stage0 | HEX SC local | Conversion | hub7 | 1867.3764 | 0 | 0 | 0 |  |  | 0 | 0 | 0 | 0 |  |  | 1 |  | 201253.8263 | 201.2538
Solution 1 | stage0 | HEX SC local | Conversion | hub8 | 1867.372 | 0 | 0 | 0 |  |  | 0 | 0 | 0 | 0 |  |  | 1 |  | 180198.0895 | 180.1981
Solution 1 | stage0 | HEX SC local | Conversion | hub9 | 1868.5226 | 0 | 0 | 0 |  |  | 0 | 0 | 0 | 0 |  |  | 1 |  | 831570.5133 | 831.5705
Solution 1 | stage0 | cooling tower w2w | Conversion | hub1 | 1454.0718 | 3143817.8778 | 191186.4548 | 2365774.7824 |  |  | 778043.0954 | 0 | 0 | 0 |  |  | 20 |  | 2749427.0576 | 2749427.0576
Solution 1 | stage0 | cooling tower w2w | Conversion | hub10 | 6.5449 | 14150.5283 | 860.5426 | 10648.5059 |  |  | 3502.0225 | 0 | 0 | 0 |  |  | 20 |  | 11965.2072 | 11965.2072
Solution 1 | stage0 | cooling tower w2w | Conversion | hub11 | 82.7136 | 178833.2563 | 10875.4698 | 134574.9736 |  |  | 44258.2827 | 0 | 0 | 0 |  |  | 20 |  | 314604.7385 | 314604.7385
Solution 1 | stage0 | cooling tower w2w | Conversion | hub12 | 781.2115 | 1689040.91 | 102716.4283 | 1271031.1305 |  |  | 418009.7795 | 0 | 0 | 0 |  |  | 20 |  | 2709942.5134 | 2709942.5134
Solution 1 | stage0 | cooling tower w2w | Conversion | hub13 | 65.8172 | 142302.0591 | 8653.8811 | 107084.6455 |  |  | 35217.4136 | 0 | 0 | 0 |  |  | 20 |  | 24283.5148 | 24283.5148
Solution 1 | stage0 | cooling tower w2w | Conversion | hub14 | 0.1 | 216.2079 | 13.1484 | 162.7 |  |  | 53.5079 | 0 | 0 | 0 |  |  | 20 |  | 10.4 | 10.4
Solution 1 | stage0 | cooling tower w2w | Conversion | hub2 | 71.0456 | 153606.2963 | 9341.3309 | 115591.2703 |  |  | 38015.0259 | 0 | 0 | 0 |  |  | 20 |  | 182201.4373 | 182201.4373
Solution 1 | stage0 | cooling tower w2w | Conversion | hub3 | 24.1735 | 52265.1038 | 3178.422 | 39330.3523 |  |  | 12934.7516 | 0 | 0 | 0 |  |  | 20 |  | 119058.4429 | 119058.4429
Solution 1 | stage0 | cooling tower w2w | Conversion | hub4 | 107.7606 | 232986.9322 | 14168.7424 | 175326.5075 |  |  | 57660.4247 | 0 | 0 | 0 |  |  | 20 |  | 499933.6961 | 499933.6961
Solution 1 | stage0 | cooling tower w2w | Conversion | hub5 | 40.3618 | 87265.4782 | 5306.916 | 65668.711 |  |  | 21596.7672 | 0 | 0 | 0 |  |  | 20 |  | 259727.578 | 259727.578
Solution 1 | stage0 | cooling tower w2w | Conversion | hub6 | 0.1 | 216.2079 | 13.1484 | 162.7 |  |  | 53.5079 | 0 | 0 | 0 |  |  | 20 |  | 23.9 | 23.9
Solution 1 | stage0 | cooling tower w2w | Conversion | hub7 | 22.7668 | 49223.6673 | 2993.4617 | 37041.6211 |  |  | 12182.0461 | 0 | 0 | 0 |  |  | 20 |  | 147329.8208 | 147329.8208
Solution 1 | stage0 | cooling tower w2w | Conversion | hub8 | 25.6401 | 55435.8282 | 3371.2447 | 41716.3746 |  |  | 13719.4536 | 0 | 0 | 0 |  |  | 20 |  | 170915.0575 | 170915.0575
Solution 1 | stage0 | cooling tower w2w | Conversion | hub9 | 196.9867 | 425900.8248 | 25900.5044 | 320497.3921 |  |  | 105403.4327 | 0 | 0 | 0 |  |  | 20 |  | 1383627.1859 | 1383627.1859
Solution 1 | stage0 | Gas Boiler (Linearized cost) | Conversion | hub1 | 0 | 0 | 0 | 0 |  |  | 0 | 0 | 0 | 0 |  |  | 20 |  | 0 | 0
Solution 1 | stage0 | Gas Boiler (Linearized cost) | Conversion | hub10 | 0 | 0 | 0 | 0 |  |  | 0 | 0 | 0 | 0 |  |  | 20 |  | 0 | 0
Solution 1 | stage0 | Gas Boiler (Linearized cost) | Conversion | hub11 | 0 | 0 | 0 | 0 |  |  | 0 | 0 | 0 | 0 |  |  | 20 |  | 0 | 0
Solution 1 | stage0 | Gas Boiler (Linearized cost) | Conversion | hub12 | 0 | 0 | 0 | 0 |  |  | 0 | 0 | 0 | 0 |  |  | 20 |  | 0 | 0
Solution 1 | stage0 | Gas Boiler (Linearized cost) | Conversion | hub13 | 0 | 0 | 0 | 0 |  |  | 0 | 0 | 0 | 0 |  |  | 20 |  | 0 | 0
Solution 1 | stage0 | Gas Boiler (Linearized cost) | Conversion | hub14 | 0 | 0 | 0 | 0 |  |  | 0 | 0 | 0 | 0 |  |  | 20 |  | 0 | 0
Solution 1 | stage0 | Gas Boiler (Linearized cost) | Conversion | hub2 | 0 | 0 | 0 | 0 |  |  | 0 | 0 | 0 | 0 |  |  | 20 |  | 0 | 0
Solution 1 | stage0 | Gas Boiler (Linearized cost) | Conversion | hub3 | 0 | 0 | 0 | 0 |  |  | 0 | 0 | 0 | 0 |  |  | 20 |  | 0 | 0
Solution 1 | stage0 | Gas Boiler (Linearized cost) | Conversion | hub4 | 0 | 0 | 0 | 0 |  |  | 0 | 0 | 0 | 0 |  |  | 20 |  | 0 | 0
Solution 1 | stage0 | Gas Boiler (Linearized cost) | Conversion | hub5 | 0 | 0 | 0 | 0 |  |  | 0 | 0 | 0 | 0 |  |  | 20 |  | 0 | 0
Solution 1 | stage0 | Gas Boiler (Linearized cost) | Conversion | hub6 | 0 | 0 | 0 | 0 |  |  | 0 | 0 | 0 | 0 |  |  | 20 |  | 0 | 0
Solution 1 | stage0 | Gas Boiler (Linearized cost) | Conversion | hub7 | 0 | 0 | 0 | 0 |  |  | 0 | 0 | 0 | 0 |  |  | 20 |  | 0 | 0
Solution 1 | stage0 | Gas Boiler (Linearized cost) | Conversion | hub8 | 0 | 0 | 0 | 0 |  |  | 0 | 0 | 0 | 0 |  |  | 20 |  | 0 | 0
Solution 1 | stage0 | Gas Boiler (Linearized cost) | Conversion | hub9 | 0 | 0 | 0 | 0 |  |  | 0 | 0 | 0 | 0 |  |  | 20 |  | 0 | 0
Solution 1 | stage0 | rooftop to pv | Conversion | plant | 0 | 0 | 0 | 0 |  |  | 0 | 0 | 0 | 0 |  |  | 25 |  | 0 | 0
Solution 1 | stage0 | parking to pv | Conversion | plant | 0 | 0 | 0 | 0 |  |  | 0 | 0 | 0 | 0 |  |  | 25 |  | 0 | 0
Solution 1 | stage0 | battery | Storage | plant | 0 | 0 | 0 | 0 |  |  | 0 | 0 | 0 | 0 |  |  | 15 |  | 0 | 0
Solution 1 | stage0 | Generic Hot Water Storage hub1 | Storage | hub1 | 8874.084 | 485515.8741 | 29525.9021 | 448630.118 |  |  | 36885.756 | 0 | 0 | 0 |  |  | 20 |  | 191397.1905 | 0
Solution 1 | stage0 | Individual Borehole hub2 | Storage | hub2 | 127196 | 141543.6714 | 8607.7609 | 190794 |  |  | 15686.8223 | 0 | 64937.1509 | 0 |  |  | 40 |  | 134811.6346 | 114925.3332
Solution 1 | stage0 | Individual Borehole hub13 | Storage | hub13 | 47963 | 53373.2123 | 3245.8099 | 71944.5 |  |  | 5915.1786 | 0 | 24486.4663 | 0 |  |  | 40 |  | 49213.7538 | 41682.1261
Solution 1 | stage0 | Generic Hot Water Storage hub11 | Storage | hub11 | 94.5179 | 19946.7793 | 1213.0327 | 18431.3767 |  |  | 1515.4026 | 0 | 0 | 0 |  |  | 20 |  | 32685.7861 | 27774.3338
Solution 1 | stage0 | Individual Borehole hub6 | Storage | hub6 | 42231 | 46994.6444 | 2857.9071 | 63346.5 |  |  | 5208.2628 | 0 | 21560.1184 | 0 |  |  | 40 |  | 23723.7064 | 23251.6047
Solution 1 | stage0 | Individual Borehole hub8 | Storage | hub8 | 165959 | 184679.1264 | 11230.9774 | 248938.5 |  |  | 20467.3837 | 0 | 84726.7573 | 0 |  |  | 40 |  | 199850.5729 | 174390.3032
Solution 1 | stage0 | Individual Borehole hub10 | Storage | hub10 | 33108 | 36842.5727 | 2240.5245 | 49662 |  |  | 4083.1419 | 0 | 16902.5692 | 0 |  |  | 40 |  | 35173.6917 | 33096.0687
Solution 1 | stage0 | Individual Borehole hub12 | Storage | hub12 | 4866292.2099 | 5415208.54 | 329317.5887 | 7299438.3149 |  |  | 600149.8561 | 0 | 2484379.631 | 0 |  |  | 40 |  | 5830952.7669 | 5083809.0437
Solution 1 | stage0 | Individual Borehole hub14 | Storage | hub14 | 78564 | 87425.9961 | 5316.6777 | 117846 |  |  | 9689.1373 | 0 | 40109.1412 | 0 |  |  | 40 |  | 58683.4 | 57515.6004
Solution 1 | stage0 | Generic Hot Water Storage hub2 | Storage | hub2 | 1823.1518 | 111614.0085 | 6787.6345 | 103134.4359 |  |  | 8479.5726 | 0 | 0 | 0 |  |  | 20 |  | 40807.9599 | 0
Solution 1 | stage0 | Generic Hot Water Storage hub6 | Storage | hub6 | 1551.3287 | 97199.5792 | 5911.0431 | 89815.1039 |  |  | 7384.4753 | 0 | 0 | 0 |  |  | 20 |  | 23853.0323 | 0
Solution 1 | stage0 | Generic Hot Water Storage hub8 | Storage | hub8 | 426.2431 | 37537.7417 | 2282.8001 | 34685.9132 |  |  | 2851.8284 | 0 | 0 | 0 |  |  | 20 |  | 77970.8521 | 64752.852
Solution 1 | stage0 | Generic Hot Water Storage hub10 | Storage | hub10 | 142.3993 | 22485.8679 | 1367.4435 | 20777.5649 |  |  | 1708.303 | 0 | 0 | 0 |  |  | 20 |  | 3070.7176 | 0
Solution 1 | stage0 | Generic Hot Water Storage hub12 | Storage | hub12 | 2027.5341 | 122452.1391 | 7446.7387 | 113149.1689 |  |  | 9302.9702 | 0 | 0 | 0 |  |  | 20 |  | 768920.4641 | 648411.6471
Solution 1 | stage0 | Generic Hot Water Storage hub14 | Storage | hub14 | 440.2015 | 38277.9338 | 2327.8137 | 35369.8713 |  |  | 2908.0625 | 0 | 0 | 0 |  |  | 20 |  | 3866.3578 | 0
Solution 1 | stage0 | Individual Borehole hub5 | Storage | hub5 | 234832 | 261320.9805 | 15891.834 | 352248 |  |  | 28961.3498 | 0 | 119888.3693 | 0 |  |  | 40 |  | 283352.4599 | 247337.6251
Solution 1 | stage0 | Generic Hot Water Storage hub5 | Storage | hub5 | 664 | 50145.6827 | 3049.5327 | 46336 |  |  | 3809.6827 | 0 | 0 | 0 |  |  | 20 |  | 96686.7974 | 79691.3972
Solution 1 | stage0 | Individual Borehole hub9 | Storage | hub9 | 953698 | 1061274.8539 | 64539.8 | 1430547 |  |  | 117617.622 | 0 | 486889.768 | 0 |  |  | 40 |  | 1166130.6011 | 1020179.7276
Solution 1 | stage0 | Individual Borehole hub4 | Storage | hub4 | 445601 | 495864.6617 | 30155.2477 | 668401.5 |  |  | 54955.0591 | 0 | 227491.8974 | 0 |  |  | 40 |  | 497089.2606 | 427926.0401
Solution 1 | stage0 | Individual Borehole hub11 | Storage | hub11 | 213118.2568 | 237157.9335 | 14422.3954 | 319677.3853 |  |  | 26283.4383 | 0 | 108802.8901 | 0 |  |  | 40 |  | 278179.9958 | 245922.221
Solution 1 | stage0 | Generic Hot Water Storage hub9 | Storage | hub9 | 573.3836 | 45340.4108 | 2757.3074 | 41895.7957 |  |  | 3444.6151 | 0 | 0 | 0 |  |  | 20 |  | 134938.8141 | 116212.1191
Solution 1 | stage0 | Individual Borehole hub1 | Storage | hub1 | 1420304 | 1580513.8735 | 96116.5233 | 2130456 |  |  | 175163.1847 | 0 | 725105.3112 | 0 |  |  | 40 |  | 1055471.2662 | 824281.3914
Solution 1 | stage0 | Generic Hot Water Storage hub3 | Storage | hub3 | 285.5335 | 30076.0936 | 1829.0314 | 27791.1437 |  |  | 2284.9499 | 0 | 0 | 0 |  |  | 20 |  | 6040.8763 | 0
Solution 1 | stage0 | Individual Borehole hub3 | Storage | hub3 | 82981 | 92341.2324 | 5615.5902 | 124471.5 |  |  | 10233.8769 | 0 | 42364.1445 | 0 |  |  | 40 |  | 107452.81 | 94875.2476
Solution 1 | stage0 | Generic Hot Water Storage hub7 | Storage | hub7 | 496.5627 | 41266.6978 | 2509.5708 | 38131.572 |  |  | 3135.1258 | 0 | 0 | 0 |  |  | 20 |  | 78279.9567 | 63267.3
Solution 1 | stage0 | Generic Hot Water Storage hub13 | Storage | hub13 | 781.6728 | 56385.7188 | 3429.0109 | 52101.9662 |  |  | 4283.7526 | 0 | 0 | 0 |  |  | 20 |  | 17237.6539 | 0
Solution 1 | stage0 | Generic Hot Water Storage hub4 | Storage | hub4 | 1139 | 75334.3214 | 4581.341 | 69611 |  |  | 5723.3214 | 0 | 0 | 0 |  |  | 20 |  | 177677.7799 | 148021.0009
Solution 1 | stage0 | Individual Borehole hub7 | Storage | hub7 | 162423 | 180744.2666 | 10991.6849 | 243634.5 |  |  | 20031.2961 | 0 | 82921.5295 | 0 |  |  | 40 |  | 193850.5705 | 168897.4018
Solution 1 | stage0 | pv_loop | Network | hub5_to_hub6_pv_loop | 1000000 | 0 | 0 | 0 |  |  | 0 | 0 | 0 | 0 |  |  | 20 | 350 | 0 | 0
Solution 1 | stage0 | pv_loop | Network | hub3_to_hub4_pv_loop | 1000000 | 0 | 0 | 0 |  |  | 0 | 0 | 0 | 0 |  |  | 20 | 499 | 0 | 3.314e-10
Solution 1 | stage0 | pv_loop | Network | hub1_to_hub2_pv_loop | 1000000 | 0 | 0 | 0 |  |  | 0 | 0 | 0 | 0 |  |  | 20 | 528 | 0 | 0
Solution 1 | stage0 | pv_loop | Network | hub12_to_hub13_pv_loop | 1000000 | 0 | 0 | 0 |  |  | 0 | 0 | 0 | 0 |  |  | 20 | 316 | 0 | 0
Solution 1 | stage0 | pv_loop | Network | hub10_to_hub11_pv_loop | 1000000 | 0 | 0 | 0 |  |  | 0 | 0 | 0 | 0 |  |  | 20 | 159 | 0 | 0
Solution 1 | stage0 | pv_loop | Network | plant_to_hub1_pv_loop | 1000000 | 0 | 0 | 0 |  |  | 0 | 0 | 0 | 0 |  |  | 20 | 104 | 0 | 0
Solution 1 | stage0 | pv_loop | Network | hub2_to_hub3_pv_loop | 1000000 | 0 | 0 | 0 |  |  | 0 | 0 | 0 | 0 |  |  | 20 | 121 | 0 | 3.314e-10
Solution 1 | stage0 | pv_loop | Network | hub4_to_hub5_pv_loop | 1000000 | 0 | 0 | 0 |  |  | 0 | 0 | 0 | 0 |  |  | 20 | 132 | 0 | 1.3223e-10
Solution 1 | stage0 | pv_loop | Network | hub6_to_hub7_pv_loop | 1000000 | 0 | 0 | 0 |  |  | 0 | 0 | 0 | 0 |  |  | 20 | 161 | 0 | 0
Solution 1 | stage0 | pv_loop | Network | hub7_to_hub8_pv_loop | 1000000 | 0 | 0 | 0 |  |  | 0 | 0 | 0 | 0 |  |  | 20 | 199 | 0 | 0
Solution 1 | stage0 | pv_loop | Network | hub9_to_hub10_pv_loop | 1000000 | 0 | 0 | 0 |  |  | 0 | 0 | 0 | 0 |  |  | 20 | 837 | 0 | 0
Solution 1 | stage0 | pv_loop | Network | hub11_to_hub12_pv_loop | 1000000 | 0 | 0 | 0 |  |  | 0 | 0 | 0 | 0 |  |  | 20 | 653 | 0 | 0
Solution 1 | stage0 | pv_loop | Network | hub13_to_hub14_pv_loop | 1000000 | 0 | 0 | 0 |  |  | 0 | 0 | 0 | 0 |  |  | 20 | 423 | 0 | 0
Solution 1 | stage0 | pv_loop | Network | hub8_to_hub9_pv_loop | 1000000 | 0 | 0 | 0 |  |  | 0 | 0 | 0 | 0 |  |  | 20 | 1395 | 0 | 0
Solution 2 | stage0 | Gas | Import | hub10 | 0 | -2.6986e-12 | -1.6411e-13 |  | -2.6986e-12 |  | 0 |  |  |  | -1.1722e-11 |  |  |  | -2.9306e-12
Solution 2 | stage0 | Gas | Import | hub8 | 0 | -6.4824e-12 | -3.9422e-13 |  | -6.4824e-12 |  | 0 |  |  |  | -2.8159e-11 |  |  |  | -7.0396e-12
Solution 2 | stage0 | Gas | Import | hub11 | 0 | -2.1109e-11 | -1.2837e-12 |  | -2.1109e-11 |  | 0 |  |  |  | -9.1695e-11 |  |  |  | -2.2924e-11
Solution 2 | stage0 | Gas | Import | hub7 | 0 | -5.6866e-12 | -3.4582e-13 |  | -5.6866e-12 |  | 0 |  |  |  | -2.4701e-11 |  |  |  | -6.1754e-12
Solution 2 | stage0 | Gas | Import | hub14 | 0 | -6.6782e-12 | -4.0613e-13 |  | -6.6782e-12 |  | 0 |  |  |  | -2.9009e-11 |  |  |  | -7.2523e-12
Solution 2 | stage0 | Gas | Import | hub2 | 0 | -7.4739e-12 | -4.5451e-13 |  | -7.4739e-12 |  | 0 |  |  |  | -3.2465e-11 |  |  |  | -8.1163e-12
Solution 2 | stage0 | Gas | Import | hub3 | 0 | -1.0978e-11 | -6.6761e-13 |  | -1.0978e-11 |  | 0 |  |  |  | -4.7686e-11 |  |  |  | -1.1922e-11
Solution 2 | stage0 | Gas | Import | hub4 | 0 | -1.9475e-11 | -1.1843e-12 |  | -1.9475e-11 |  | 0 |  |  |  | -8.4595e-11 |  |  |  | -2.1149e-11
Solution 2 | stage0 | Gas | Import | hub6 | 0.1 | -3.5011e-12 | -2.1292e-13 |  | -3.5011e-12 |  | 0 |  |  |  | -1.5208e-11 |  |  |  | -3.8021e-12
Solution 2 | stage0 | Gas | Import | hub1 | 0 | -6.7825e-11 | -4.1247e-12 |  | -6.7825e-11 |  | 0 |  |  |  | -2.9462e-10 |  |  |  | -7.3655e-11
Solution 2 | stage0 | Gas | Import | hub13 | 0 | -4.1518e-12 | -2.5249e-13 |  | -4.1518e-12 |  | 0 |  |  |  | -1.8035e-11 |  |  |  | -4.5087e-12
Solution 2 | stage0 | Gas | Import | hub5 | 0 | -9.4213e-12 | -5.7294e-13 |  | -9.4213e-12 |  | 0 |  |  |  | -4.0925e-11 |  |  |  | -1.0231e-11
Solution 2 | stage0 | Gas | Import | hub9 | 0 | -4.7813e-11 | -2.9077e-12 |  | -4.7813e-11 |  | 0 |  |  |  | -2.0769e-10 |  |  |  | -5.1923e-11
Solution 2 | stage0 | Gas | Import | hub12 | 0 | -4.3634e-10 | -2.6535e-11 |  | -4.3634e-10 |  | 0 |  |  |  | -1.8954e-09 |  |  |  | -4.7384e-10
Solution 2 | stage0 | Heat ambient in | Import | hub10 | 54.2985 | 0 | 0 |  | 0 |  | 0 |  |  |  | 0 |  |  |  | 3424.6025
Solution 2 | stage0 | Heat ambient in | Import | hub8 | 0 | 0 | 0 |  | 0 |  | 0 |  |  |  | 0 |  |  |  | 0
Solution 2 | stage0 | Heat ambient in | Import | hub11 | 0 | 0 | 0 |  | 0 |  | 0 |  |  |  | 0 |  |  |  | 0
Solution 2 | stage0 | Heat ambient in | Import | hub7 | 0 | 0 | 0 |  | 0 |  | 0 |  |  |  | 0 |  |  |  | 0
Solution 2 | stage0 | Heat ambient in | Import | hub14 | 79.3271 | 0 | 0 |  | 0 |  | 0 |  |  |  | 0 |  |  |  | 33830.2464
Solution 2 | stage0 | Heat ambient in | Import | hub2 | 67.5746 | 0 | 0 |  | 0 |  | 0 |  |  |  | 0 |  |  |  | 2749.0888
Solution 2 | stage0 | Heat ambient in | Import | hub3 | 0 | 0 | 0 |  | 0 |  | 0 |  |  |  | 0 |  |  |  | 0
Solution 2 | stage0 | Heat ambient in | Import | hub4 | 0 | 0 | 0 |  | 0 |  | 0 |  |  |  | 0 |  |  |  | 0
Solution 2 | stage0 | Heat ambient in | Import | hub6 | 38.0079 | 0 | 0 |  | 0 |  | 0 |  |  |  | 0 |  |  |  | 20561.5732
Solution 2 | stage0 | Heat ambient in | Import | hub1 | 3.9965 | 0 | 0 |  | 0 |  | 0 |  |  |  | 0 |  |  |  | 3.9965
Solution 2 | stage0 | Heat ambient in | Import | hub13 | 43.7064 | 0 | 0 |  | 0 |  | 0 |  |  |  | 0 |  |  |  | 8651.1227
Solution 2 | stage0 | Heat ambient in | Import | hub5 | 0 | 0 | 0 |  | 0 |  | 0 |  |  |  | 0 |  |  |  | 0
Solution 2 | stage0 | Heat ambient in | Import | hub9 | 0 | 0 | 0 |  | 0 |  | 0 |  |  |  | 0 |  |  |  | 0
Solution 2 | stage0 | Heat ambient in | Import | hub12 | 0 | 0 | 0 |  | 0 |  | 0 |  |  |  | 0 |  |  |  | 0
Solution 2 | stage0 | Electricity | Import | hub10 | 51.1863 | 94828.1298 | 5766.827 |  | 94828.1298 |  | 0 |  |  |  | 190718.4674 |  |  |  | 38525.3901
Solution 2 | stage0 | Electricity | Import | hub8 | 178.7792 | 730381.6977 | 44417.041 |  | 730381.6977 |  | 0 |  |  |  | 1414527.7892 |  |  |  | 277792.0906
Solution 2 | stage0 | Electricity | Import | hub11 | 182.8725 | 1084544.2744 | 65954.894 |  | 1084544.2744 |  | 0 |  |  |  | 2041287.1513 |  |  |  | 434232.2309
Solution 2 | stage0 | Electricity | Import | hub7 | 213.6493 | 757124.9451 | 46043.3905 |  | 757124.9451 |  | 0 |  |  |  | 1455746.7959 |  |  |  | 292285.0612
Solution 2 | stage0 | Electricity | Import | hub14 | 64.3673 | 234838.1476 | 14281.3212 |  | 234838.1476 |  | 0 |  |  |  | 439447.4647 |  |  |  | 96631.5689
Solution 2 | stage0 | Electricity | Import | hub2 | 208.884 | 736044.9038 | 44761.4401 |  | 736044.9038 |  | 0 |  |  |  | 1243296.5731 |  |  |  | 295416.4867
Solution 2 | stage0 | Electricity | Import | hub3 | 99.8243 | 914916.4926 | 55639.241 |  | 914916.4926 |  | 0 |  |  |  | 1588121.347 |  |  |  | 367870.0361
Solution 2 | stage0 | Electricity | Import | hub4 | 495.4819 | 2539644.4189 | 154444.574 |  | 2539644.4189 |  | 0 |  |  |  | 4500254.5307 |  |  |  | 981685.9689
Solution 2 | stage0 | Electricity | Import | hub6 | 27.7848 | 31243.7594 | 1900.0412 |  | 31243.7594 |  | 0 |  |  |  | 55377.2729 |  |  |  | 12368.6056
Solution 2 | stage0 | Electricity | Import | hub1 | 1932.8055 | 7861441.1568 | 478081.4675 |  | 7861441.1568 |  | 0 |  |  |  | 11995820.2899 |  |  |  | 3183571.0413
Solution 2 | stage0 | Electricity | Import | hub13 | 105.9041 | 212372.3396 | 12915.0976 |  | 212372.3396 |  | 0 |  |  |  | 404520.413 |  |  |  | 93022.012
Solution 2 | stage0 | Electricity | Import | hub5 | 289.9808 | 1519843.1161 | 92426.9244 |  | 1519843.1161 |  | 0 |  |  |  | 2683761.6965 |  |  |  | 596277.3088
Solution 2 | stage0 | Electricity | Import | hub9 | 779.5173 | 6607387.7844 | 401818.1381 |  | 6607387.7844 |  | 0 |  |  |  | 11270510.2523 |  |  |  | 2659596.6536
Solution 2 | stage0 | Electricity | Import | hub12 | 2633.7167 | 23114243.8219 | 1405657.2309 |  | 23114243.8219 |  | 0 |  |  |  | 43049856.8865 |  |  |  | 9350258.1878
Solution 2 | stage0 | Slack | Export | hub10 | 0.18688 | 0 | 0 |  |  | 0 | 0 |  |  |  |  | 0 |  |  |  | 73.7628
Solution 2 | stage0 | Slack | Export | hub8 | 0.20215 | 0 | 0 |  |  | 0 | 0 |  |  |  |  | 0 |  |  |  | 197.6164
Solution 2 | stage0 | Slack | Export | hub11 | 0.333 | 0 | 0 |  |  | 0 | 0 |  |  |  |  | 0 |  |  |  | 452.7419
Solution 2 | stage0 | Slack | Export | hub7 | 0.21307 | 0 | 0 |  |  | 0 | 0 |  |  |  |  | 0 |  |  |  | 217.1161
Solution 2 | stage0 | Slack | Export | hub14 | 0.19551 | 0 | 0 |  |  | 0 | 0 |  |  |  |  | 0 |  |  |  | 197.2167
Solution 2 | stage0 | Slack | Export | hub2 | 0.40456 | 0 | 0 |  |  | 0 | 0 |  |  |  |  | 0 |  |  |  | 129.4701
Solution 2 | stage0 | Slack | Export | hub3 | 0.1 | 0 | 0 |  |  | 0 | 0 |  |  |  |  | 0 |  |  |  | 63.5483
Solution 2 | stage0 | Slack | Export | hub4 | 0.55132 | 0 | 0 |  |  | 0 | 0 |  |  |  |  | 0 |  |  |  | 534.3266
Solution 2 | stage0 | Slack | Export | hub6 | 0.1583 | 0 | 0 |  |  | 0 | 0 |  |  |  |  | 0 |  |  |  | 95.6187
Solution 2 | stage0 | Slack | Export | hub1 | 2.8495 | 0 | 0 |  |  | 0 | 0 |  |  |  |  | 0 |  |  |  | 662.5277
Solution 2 | stage0 | Slack | Export | hub13 | 0.19305 | 0 | 0 |  |  | 0 | 0 |  |  |  |  | 0 |  |  |  | 102.6194
Solution 2 | stage0 | Slack | Export | hub5 | 0.30305 | 0 | 0 |  |  | 0 | 0 |  |  |  |  | 0 |  |  |  | 263.4407
Solution 2 | stage0 | Slack | Export | hub9 | 0.94154 | 0 | 0 |  |  | 0 | 0 |  |  |  |  | 0 |  |  |  | 847.3205
Solution 2 | stage0 | Slack | Export | hub12 | 3.6909 | 0 | 0 |  |  | 0 | 0 |  |  |  |  | 0 |  |  |  | 9855.9781
Solution 2 | stage0 | Heat ambient out | Export | hub10 | 6.5449 | 0 | 0 |  |  | 0 | 0 |  |  |  |  | 0 |  |  |  | 11970.561
Solution 2 | stage0 | Heat ambient out | Export | hub8 | 25.6109 | 0 | 0 |  |  | 0 | 0 |  |  |  |  | 0 |  |  |  | 170277.4205
Solution 2 | stage0 | Heat ambient out | Export | hub11 | 82.5793 | 0 | 0 |  |  | 0 | 0 |  |  |  |  | 0 |  |  |  | 314380.8144
Solution 2 | stage0 | Heat ambient out | Export | hub7 | 24.5799 | 0 | 0 |  |  | 0 | 0 |  |  |  |  | 0 |  |  |  | 148407.743
Solution 2 | stage0 | Heat ambient out | Export | hub14 | 0.1 | 0 | 0 |  |  | 0 | 0 |  |  |  |  | 0 |  |  |  | 10.4
Solution 2 | stage0 | Heat ambient out | Export | hub2 | 70.4728 | 0 | 0 |  |  | 0 | 0 |  |  |  |  | 0 |  |  |  | 177980.577
Solution 2 | stage0 | Heat ambient out | Export | hub3 | 24.1735 | 0 | 0 |  |  | 0 | 0 |  |  |  |  | 0 |  |  |  | 118348.7045
Solution 2 | stage0 | Heat ambient out | Export | hub4 | 107.7606 | 0 | 0 |  |  | 0 | 0 |  |  |  |  | 0 |  |  |  | 502494.6741
Solution 2 | stage0 | Heat ambient out | Export | hub6 | 0.1 | 0 | 0 |  |  | 0 | 0 |  |  |  |  | 0 |  |  |  | 23.9
Solution 2 | stage0 | Heat ambient out | Export | hub1 | 1454.0718 | 0 | 0 |  |  | 0 | 0 |  |  |  |  | 0 |  |  |  | 2737160.223
Solution 2 | stage0 | Heat ambient out | Export | hub13 | 66.6086 | 0 | 0 |  |  | 0 | 0 |  |  |  |  | 0 |  |  |  | 24822.0366
Solution 2 | stage0 | Heat ambient out | Export | hub5 | 40.3618 | 0 | 0 |  |  | 0 | 0 |  |  |  |  | 0 |  |  |  | 258740.9225
Solution 2 | stage0 | Heat ambient out | Export | hub9 | 196.388 | 0 | 0 |  |  | 0 | 0 |  |  |  |  | 0 |  |  |  | 1377816.9287
Solution 2 | stage0 | Heat ambient out | Export | hub12 | 776.0414 | 0 | 0 |  |  | 0 | 0 |  |  |  |  | 0 |  |  |  | 2712444.5766
Solution 2 | stage0 | export_electricity | Export | plant | 670.8659 | -10119.5069 | -615.4023 |  |  | 10119.5069 | 0 |  |  |  |  | 0 |  |  |  | 20513.4088
Solution 2 | stage0 | local W2WHP | Conversion | hub1 | 3533.3118 | 10496721.9896 | 638342.0232 | 7898956.3475 |  |  | 2597765.6422 | 0 | 0 | 0 |  |  | 20 |  | 493280.8565 | 3234025.6932
Solution 2 | stage0 | local W2WHP | Conversion | hub10 | 56.5857 | 193825.7129 | 11787.213 | 145857.0444 |  |  | 47968.6685 | 0 | 0 | 0 |  |  | 20 |  | 8377.1323 | 49011.6069
Solution 2 | stage0 | local W2WHP | Conversion | hub11 | 322.805 | 982737.361 | 59763.663 | 739526.0657 |  |  | 243211.2953 | 0 | 0 | 0 |  |  | 20 |  | 120117.4238 | 705251.1067
Solution 2 | stage0 | local W2WHP | Conversion | hub12 | 5632.2016 | 16716551.5416 | 1016591.4027 | 12579480.6262 |  |  | 4137070.9154 | 0 | 0 | 0 |  |  | 20 |  | 2149563.4927 | 11674926.936
Solution 2 | stage0 | local W2WHP | Conversion | hub13 | 217.3433 | 670213.2186 | 40757.9873 | 504346.4962 |  |  | 165866.7224 | 0 | 0 | 0 |  |  | 20 |  | 15497.8274 | 88178.0689
Solution 2 | stage0 | local W2WHP | Conversion | hub14 | 146.5513 | 460428.9367 | 28000.2785 | 346480.3656 |  |  | 113948.5711 | 0 | 0 | 0 |  |  | 20 |  | 11036.3916 | 66411.2458
Solution 2 | stage0 | local W2WHP | Conversion | hub2 | 480.8634 | 1451126.1291 | 88248.0064 | 1091996.3356 |  |  | 359129.7935 | 0 | 0 | 0 |  |  | 20 |  | 46839.2384 | 289001.7417
Solution 2 | stage0 | local W2WHP | Conversion | hub3 | 128.507 | 406956.7011 | 24748.4466 | 306241.6267 |  |  | 100715.0744 | 0 | 0 | 0 |  |  | 20 |  | 24711.9898 | 157922.7869
Solution 2 | stage0 | local W2WHP | Conversion | hub4 | 1030.1281 | 3078811.9664 | 187233.2202 | 2316856.7624 |  |  | 761955.204 | 0 | 0 | 0 |  |  | 20 |  | 211941.1551 | 1173212.0758
Solution 2 | stage0 | local W2WHP | Conversion | hub5 | 527.0662 | 1588042.9697 | 96574.3937 | 1195028.5154 |  |  | 393014.4543 | 0 | 0 | 0 |  |  | 20 |  | 115199.0288 | 627692.1588
Solution 2 | stage0 | local W2WHP | Conversion | hub6 | 199.2172 | 616498.6449 | 37491.418 | 463925.3939 |  |  | 152573.2509 | 0 | 0 | 0 |  |  | 20 |  | 9125.6118 | 49375.7308
Solution 2 | stage0 | local W2WHP | Conversion | hub7 | 367.4168 | 1114939.7415 | 67803.3477 | 839010.5365 |  |  | 275929.205 | 0 | 0 | 0 |  |  | 20 |  | 83934.2148 | 445833.7719
Solution 2 | stage0 | local W2WHP | Conversion | hub8 | 370.1748 | 1123112.6052 | 68300.3678 | 845160.7512 |  |  | 277951.854 | 0 | 0 | 0 |  |  | 20 |  | 85101.43 | 456651.1318
Solution 2 | stage0 | local W2WHP | Conversion | hub9 | 1338.0231 | 3991224.9197 | 242720.2123 | 3003462.5519 |  |  | 987762.3678 | 0 | 0 | 0 |  |  | 20 |  | 344304.6752 | 2105109.8028
Solution 2 | stage0 | pv to hub | Conversion | hub1 | 971.7561 | 0 | 0 | 0 |  |  | 0 | 0 | 0 | 0 |  |  | 1 |  | 595803.4626 | 595803.4626
Solution 2 | stage0 | pv to hub | Conversion | hub10 | 21.1236 | 0 | 0 | 0 |  |  | 0 | 0 | 0 | 0 |  |  | 1 |  | 50292.5807 | 50292.5807
Solution 2 | stage0 | pv to hub | Conversion | hub11 | 112.305 | 0 | 0 | 0 |  |  | 0 | 0 | 0 | 0 |  |  | 1 |  | 217251.7854 | 217251.7854
Solution 2 | stage0 | pv to hub | Conversion | hub12 | 1633.5071 | 0 | 0 | 0 |  |  | 0 | 0 | 0 | 0 |  |  | 1 |  | 2814222.6146 | 2814222.6146
Solution 2 | stage0 | pv to hub | Conversion | hub13 | 20.5665 | 0 | 0 | 0 |  |  | 0 | 0 | 0 | 0 |  |  | 1 |  | 29693.1002 | 29693.1002
Solution 2 | stage0 | pv to hub | Conversion | hub14 | 28.6223 | 0 | 0 | 0 |  |  | 0 | 0 | 0 | 0 |  |  | 1 |  | 56513.4649 | 56513.4649
Solution 2 | stage0 | pv to hub | Conversion | hub2 | 86.5081 | 0 | 0 | 0 |  |  | 0 | 0 | 0 | 0 |  |  | 1 |  | 85357.8836 | 85357.8836
Solution 2 | stage0 | pv to hub | Conversion | hub3 | 68.6929 | 0 | 0 | 0 |  |  | 0 | 0 | 0 | 0 |  |  | 1 |  | 102551.2171 | 102551.2171
Solution 2 | stage0 | pv to hub | Conversion | hub4 | 190.4952 | 0 | 0 | 0 |  |  | 0 | 0 | 0 | 0 |  |  | 1 |  | 94459.0157 | 94459.0157
Solution 2 | stage0 | pv to hub | Conversion | hub5 | 101.2927 | 0 | 0 | 0 |  |  | 0 | 0 | 0 | 0 |  |  | 1 |  | 9324.9235 | 9324.9235
Solution 2 | stage0 | pv to hub | Conversion | hub6 | 98.8258 | 0 | 0 | 0 |  |  | 0 | 0 | 0 | 0 |  |  | 1 |  | 67320.9699 | 67320.9699
Solution 2 | stage0 | pv to hub | Conversion | hub7 | 69.0909 | 0 | 0 | 0 |  |  | 0 | 0 | 0 | 0 |  |  | 1 |  | 102713.4019 | 102713.4019
Solution 2 | stage0 | pv to hub | Conversion | hub8 | 71.7913 | 0 | 0 | 0 |  |  | 0 | 0 | 0 | 0 |  |  | 1 |  | 126203.1826 | 126203.1826
Solution 2 | stage0 | pv to hub | Conversion | hub9 | 314.5881 | 0 | 0 | 0 |  |  | 0 | 0 | 0 | 0 |  |  | 1 |  | 123578.4463 | 123578.4463
Solution 2 | stage0 | Pump DHW gas | Conversion | hub1 | 0 | 0 | 0 | 0 |  |  | 0 | 0 | 0 | 0 |  |  | 20 |  | 0 | 0
Solution 2 | stage0 | Pump DHW gas | Conversion | hub10 | 0 | 0 | 0 | 0 |  |  | 0 | 0 | 0 | 0 |  |  | 20 |  | 0 | 0
Solution 2 | stage0 | Pump DHW gas | Conversion | hub11 | 0 | 0 | 0 | 0 |  |  | 0 | 0 | 0 | 0 |  |  | 20 |  | 0 | 0
Solution 2 | stage0 | Pump DHW gas | Conversion | hub12 | 0 | 0 | 0 | 0 |  |  | 0 | 0 | 0 | 0 |  |  | 20 |  | 0 | 0
Solution 2 | stage0 | Pump DHW gas | Conversion | hub13 | 0 | 0 | 0 | 0 |  |  | 0 | 0 | 0 | 0 |  |  | 20 |  | 0 | 0
Solution 2 | stage0 | Pump DHW gas | Conversion | hub14 | 0 | 0 | 0 | 0 |  |  | 0 | 0 | 0 | 0 |  |  | 20 |  | 0 | 0
Solution 2 | stage0 | Pump DHW gas | Conversion | hub2 | 0 | 0 | 0 | 0 |  |  | 0 | 0 | 0 | 0 |  |  | 20 |  | 0 | 0
Solution 2 | stage0 | Pump DHW gas | Conversion | hub3 | 0 | 0 | 0 | 0 |  |  | 0 | 0 | 0 | 0 |  |  | 20 |  | 0 | 0
Solution 2 | stage0 | Pump DHW gas | Conversion | hub4 | 0 | 0 | 0 | 0 |  |  | 0 | 0 | 0 | 0 |  |  | 20 |  | 0 | 0
Solution 2 | stage0 | Pump DHW gas | Conversion | hub5 | 0 | 0 | 0 | 0 |  |  | 0 | 0 | 0 | 0 |  |  | 20 |  | 0 | 0
Solution 2 | stage0 | Pump DHW gas | Conversion | hub6 | 0 | 0 | 0 | 0 |  |  | 0 | 0 | 0 | 0 |  |  | 20 |  | 0 | 0
Solution 2 | stage0 | Pump DHW gas | Conversion | hub7 | 0 | 0 | 0 | 0 |  |  | 0 | 0 | 0 | 0 |  |  | 20 |  | 0 | 0
Solution 2 | stage0 | Pump DHW gas | Conversion | hub8 | 0 | 0 | 0 | 0 |  |  | 0 | 0 | 0 | 0 |  |  | 20 |  | 0 | 0
Solution 2 | stage0 | Pump DHW gas | Conversion | hub9 | 0 | 0 | 0 | 0 |  |  | 0 | 0 | 0 | 0 |  |  | 20 |  | 0 | 0
Solution 2 | stage0 | Pump cooling | Conversion | hub1 | 2746.524 | 171158.67 | 10408.7516 | 128799.7209 |  |  | 42358.9491 | 0 | 0 | 0 |  |  | 20 |  | 2915759.2446 | 2915759.2446
Solution 2 | stage0 | Pump cooling | Conversion | hub10 | 43.5653 | 63401.8789 | 3855.6879 | 47710.9591 |  |  | 15690.9198 | 0 | 0 | 0 |  |  | 20 |  | 40014.3655 | 40014.3655
Solution 2 | stage0 | Pump cooling | Conversion | hub11 | 266.7618 | 72299.8815 | 4396.8062 | 54406.8527 |  |  | 17893.0287 | 0 | 0 | 0 |  |  | 20 |  | 591631.3513 | 591631.3513
Solution 2 | stage0 | Pump cooling | Conversion | hub12 | 4679.9342 | 248236.4561 | 15096.1187 | 186802.0256 |  |  | 61434.4304 | 0 | 0 | 0 |  |  | 20 |  | 9316474.1294 | 9316474.1294
Solution 2 | stage0 | Pump cooling | Conversion | hub13 | 151.9881 | 67724.2879 | 4118.5485 | 50963.6432 |  |  | 16760.6448 | 0 | 0 | 0 |  |  | 20 |  | 69305.2051 | 69305.2051
Solution 2 | stage0 | Pump cooling | Conversion | hub14 | 103.6616 | 65797.6909 | 4001.3855 | 49513.8471 |  |  | 16283.8437 | 0 | 0 | 0 |  |  | 20 |  | 51168.3584 | 51168.3584
Solution 2 | stage0 | Pump cooling | Conversion | hub2 | 326.6423 | 74687.0943 | 4541.9809 | 56203.2698 |  |  | 18483.8245 | 0 | 0 | 0 |  |  | 20 |  | 228167.1925 | 228167.1925
Solution 2 | stage0 | Pump cooling | Conversion | hub3 | 100.4378 | 65669.1709 | 3993.5697 | 49417.1337 |  |  | 16252.0372 | 0 | 0 | 0 |  |  | 20 |  | 131512.0532 | 131512.0532
Solution 2 | stage0 | Pump cooling | Conversion | hub4 | 748.031 | 91486.2748 | 5563.5973 | 68844.9301 |  |  | 22641.3448 | 0 | 0 | 0 |  |  | 20 |  | 811707.9698 | 811707.9698
Solution 2 | stage0 | Pump cooling | Conversion | hub5 | 380.9923 | 76853.8252 | 4673.7473 | 57833.7705 |  |  | 19020.0547 | 0 | 0 | 0 |  |  | 20 |  | 422192.8759 | 422192.8759
Solution 2 | stage0 | Pump cooling | Conversion | hub6 | 127.8045 | 66760.1774 | 4059.9176 | 50238.1341 |  |  | 16522.0433 | 0 | 0 | 0 |  |  | 20 |  | 33799.1386 | 33799.1386
Solution 2 | stage0 | Pump cooling | Conversion | hub7 | 264.3832 | 72205.0571 | 4391.0396 | 54335.4958 |  |  | 17869.5612 | 0 | 0 | 0 |  |  | 20 |  | 292649.0271 | 292649.0271
Solution 2 | stage0 | Pump cooling | Conversion | hub8 | 267.1967 | 72317.22 | 4397.8606 | 54419.9003 |  |  | 17897.3197 | 0 | 0 | 0 |  |  | 20 |  | 309788.5739 | 309788.5739
Solution 2 | stage0 | Pump cooling | Conversion | hub9 | 1086.2268 | 104968.8674 | 6383.5204 | 78990.8032 |  |  | 25978.0642 | 0 | 0 | 0 |  |  | 20 |  | 1693852.2019 | 1693852.2019
Solution 2 | stage0 | Pump DHW | Conversion | hub1 | 0 | 0 | 0 | 0 |  |  | 0 | 0 | 0 | 0 |  |  | 20 |  | 0 | 0
Solution 2 | stage0 | Pump DHW | Conversion | hub10 | 0 | 0 | 0 | 0 |  |  | 0 | 0 | 0 | 0 |  |  | 20 |  | 0 | 0
Solution 2 | stage0 | Pump DHW | Conversion | hub11 | 34.8297 | 8790.9289 | 534.6068 | 6615.3189 |  |  | 2175.61 | 0 | 0 | 0 |  |  | 20 |  | 157809.6407 | 157809.6407
Solution 2 | stage0 | Pump DHW | Conversion | hub12 | 554.1475 | 11551.3616 | 702.4783 | 8692.59 |  |  | 2858.7716 | 0 | 0 | 0 |  |  | 20 |  | 3432842.9357 | 3432842.9357
Solution 2 | stage0 | Pump DHW | Conversion | hub13 | 0 | 0 | 0 | 0 |  |  | 0 | 0 | 0 | 0 |  |  | 20 |  | 0 | 0
Solution 2 | stage0 | Pump DHW | Conversion | hub14 | 0 | 0 | 0 | 0 |  |  | 0 | 0 | 0 | 0 |  |  | 20 |  | 0 | 0
Solution 2 | stage0 | Pump DHW | Conversion | hub2 | 0 | 0 | 0 | 0 |  |  | 0 | 0 | 0 | 0 |  |  | 20 |  | 0 | 0
Solution 2 | stage0 | Pump DHW | Conversion | hub3 | 0 | 0 | 0 | 0 |  |  | 0 | 0 | 0 | 0 |  |  | 20 |  | 0 | 0
Solution 2 | stage0 | Pump DHW | Conversion | hub4 | 94.6748 | 9109.0353 | 553.952 | 6854.6992 |  |  | 2254.3361 | 0 | 0 | 0 |  |  | 20 |  | 355179.512 | 355179.512
Solution 2 | stage0 | Pump DHW | Conversion | hub5 | 55.1879 | 8899.1428 | 541.1877 | 6696.7517 |  |  | 2202.3911 | 0 | 0 | 0 |  |  | 20 |  | 207041.9729 | 207041.9729
Solution 2 | stage0 | Pump DHW | Conversion | hub6 | 0 | 0 | 0 | 0 |  |  | 0 | 0 | 0 | 0 |  |  | 20 |  | 0 | 0
Solution 2 | stage0 | Pump DHW | Conversion | hub7 | 43.6957 | 8838.056 | 537.4728 | 6650.7829 |  |  | 2187.2732 | 0 | 0 | 0 |  |  | 20 |  | 163928.3722 | 163928.3722
Solution 2 | stage0 | Pump DHW | Conversion | hub8 | 43.6957 | 8838.056 | 537.4728 | 6650.7829 |  |  | 2187.2732 | 0 | 0 | 0 |  |  | 20 |  | 163928.3722 | 163928.3722
Solution 2 | stage0 | Pump DHW | Conversion | hub9 | 71.4402 | 8985.5316 | 546.4413 | 6761.7607 |  |  | 2223.7709 | 0 | 0 | 0 |  |  | 20 |  | 268013.5088 | 268013.5088
Solution 2 | stage0 | Pump SH | Conversion | hub1 | 2304.5377 | 203386.154 | 12368.6165 | 153051.434 |  |  | 50334.7201 | 0 | 0 | 0 |  |  | 20 |  | 769002.1132 | 769002.1132
Solution 2 | stage0 | Pump SH | Conversion | hub10 | 135.9123 | 93876.5701 | 5708.9594 | 70643.6666 |  |  | 23232.9034 | 0 | 0 | 0 |  |  | 20 |  | 51886.8028 | 51886.8028
Solution 2 | stage0 | Pump SH | Conversion | hub11 | 218.5355 | 98048.8117 | 5962.6879 | 73783.3473 |  |  | 24265.4645 | 0 | 0 | 0 |  |  | 20 |  | 358025.079 | 358025.079
Solution 2 | stage0 | Pump SH | Conversion | hub12 | 2153.8699 | 195777.846 | 11905.929 | 147326.0568 |  |  | 48451.7893 | 0 | 0 | 0 |  |  | 20 |  | 7345736.852 | 7345736.852
Solution 2 | stage0 | Pump SH | Conversion | hub13 | 140.401 | 94103.2358 | 5722.7437 | 70814.2363 |  |  | 23288.9995 | 0 | 0 | 0 |  |  | 20 |  | 72255.5737 | 72255.5737
Solution 2 | stage0 | Pump SH | Conversion | hub14 | 142.1925 | 94193.7038 | 5728.2454 | 70882.315 |  |  | 23311.3888 | 0 | 0 | 0 |  |  | 20 |  | 133678.2324 | 133678.2324
Solution 2 | stage0 | Pump SH | Conversion | hub2 | 279.8181 | 101143.4144 | 6150.8814 | 76112.0868 |  |  | 25031.3276 | 0 | 0 | 0 |  |  | 20 |  | 85065.6118 | 85065.6118
Solution 2 | stage0 | Pump SH | Conversion | hub3 | 58.7399 | 89979.5802 | 5471.9699 | 67711.1175 |  |  | 22268.4627 | 0 | 0 | 0 |  |  | 20 |  | 44423.8362 | 44423.8362
Solution 2 | stage0 | Pump SH | Conversion | hub4 | 273.5294 | 100825.8515 | 6131.5693 | 75873.1155 |  |  | 24952.736 | 0 | 0 | 0 |  |  | 20 |  | 263452.5887 | 263452.5887
Solution 2 | stage0 | Pump SH | Conversion | hub5 | 136.167 | 93889.4307 | 5709.7415 | 70653.3444 |  |  | 23236.0862 | 0 | 0 | 0 |  |  | 20 |  | 116315.6149 | 116315.6149
Solution 2 | stage0 | Pump SH | Conversion | hub6 | 115.1239 | 92826.813 | 5645.12 | 69853.7071 |  |  | 22973.1059 | 0 | 0 | 0 |  |  | 20 |  | 65178.3221 | 65178.3221
Solution 2 | stage0 | Pump SH | Conversion | hub7 | 104.0534 | 92267.7852 | 5611.1236 | 69433.0295 |  |  | 22834.7557 | 0 | 0 | 0 |  |  | 20 |  | 100816.5426 | 100816.5426
Solution 2 | stage0 | Pump SH | Conversion | hub8 | 100.9653 | 92111.8452 | 5601.6404 | 69315.682 |  |  | 22796.1631 | 0 | 0 | 0 |  |  | 20 |  | 97713.9953 | 97713.9953
Solution 2 | stage0 | Pump SH | Conversion | hub9 | 674.3585 | 121066.6146 | 7362.4802 | 91104.6234 |  |  | 29961.9912 | 0 | 0 | 0 |  |  | 20 |  | 577006.576 | 577006.576
Solution 2 | stage0 | HEX SC local | Conversion | hub1 | 2.8495 | 0 | 0 | 0 |  |  | 0 | 0 | 0 | 0 |  |  | 1 |  | 662527.7447 | 662.5277
Solution 2 | stage0 | HEX SC local | Conversion | hub10 | 0.18688 | 0 | 0 | 0 |  |  | 0 | 0 | 0 | 0 |  |  | 1 |  | 73762.8343 | 73.7628
Solution 2 | stage0 | HEX SC local | Conversion | hub11 | 0.333 | 0 | 0 | 0 |  |  | 0 | 0 | 0 | 0 |  |  | 1 |  | 452741.8767 | 452.7419
Solution 2 | stage0 | HEX SC local | Conversion | hub12 | 3.6909 | 0 | 0 | 0 |  |  | 0 | 0 | 0 | 0 |  |  | 1 |  | 9855978.1311 | 9855.9781
Solution 2 | stage0 | HEX SC local | Conversion | hub13 | 0.19305 | 0 | 0 | 0 |  |  | 0 | 0 | 0 | 0 |  |  | 1 |  | 102619.3976 | 102.6194
Solution 2 | stage0 | HEX SC local | Conversion | hub14 | 0.19551 | 0 | 0 | 0 |  |  | 0 | 0 | 0 | 0 |  |  | 1 |  | 197216.6531 | 197.2167
Solution 2 | stage0 | HEX SC local | Conversion | hub2 | 0.40456 | 0 | 0 | 0 |  |  | 0 | 0 | 0 | 0 |  |  | 1 |  | 129470.0809 | 129.4701
Solution 2 | stage0 | HEX SC local | Conversion | hub3 | 0.1 | 0 | 0 | 0 |  |  | 0 | 0 | 0 | 0 |  |  | 1 |  | 63548.2918 | 63.5483
Solution 2 | stage0 | HEX SC local | Conversion | hub4 | 0.55132 | 0 | 0 | 0 |  |  | 0 | 0 | 0 | 0 |  |  | 1 |  | 534326.5905 | 534.3266
Solution 2 | stage0 | HEX SC local | Conversion | hub5 | 0.30305 | 0 | 0 | 0 |  |  | 0 | 0 | 0 | 0 |  |  | 1 |  | 263440.6727 | 263.4407
Solution 2 | stage0 | HEX SC local | Conversion | hub6 | 0.1583 | 0 | 0 | 0 |  |  | 0 | 0 | 0 | 0 |  |  | 1 |  | 95618.6791 | 95.6187
Solution 2 | stage0 | HEX SC local | Conversion | hub7 | 0.21307 | 0 | 0 | 0 |  |  | 0 | 0 | 0 | 0 |  |  | 1 |  | 217116.1237 | 217.1161
Solution 2 | stage0 | HEX SC local | Conversion | hub8 | 0.20215 | 0 | 0 | 0 |  |  | 0 | 0 | 0 | 0 |  |  | 1 |  | 197616.372 | 197.6164
Solution 2 | stage0 | HEX SC local | Conversion | hub9 | 0.94154 | 0 | 0 | 0 |  |  | 0 | 0 | 0 | 0 |  |  | 1 |  | 847320.5097 | 847.3205
Solution 2 | stage0 | cooling tower w2w | Conversion | hub1 | 1454.0718 | 3143817.8778 | 191186.4548 | 2365774.7824 |  |  | 778043.0954 | 0 | 0 | 0 |  |  | 20 |  | 2737160.223 | 2737160.223
Solution 2 | stage0 | cooling tower w2w | Conversion | hub10 | 6.5449 | 14150.5283 | 860.5426 | 10648.5059 |  |  | 3502.0225 | 0 | 0 | 0 |  |  | 20 |  | 11970.561 | 11970.561
Solution 2 | stage0 | cooling tower w2w | Conversion | hub11 | 82.5793 | 178542.9405 | 10857.8147 | 134356.5062 |  |  | 44186.4343 | 0 | 0 | 0 |  |  | 20 |  | 314380.8144 | 314380.8144
Solution 2 | stage0 | cooling tower w2w | Conversion | hub12 | 776.0414 | 1677862.7441 | 102036.6453 | 1262619.3764 |  |  | 415243.3677 | 0 | 0 | 0 |  |  | 20 |  | 2712444.5766 | 2712444.5766
Solution 2 | stage0 | cooling tower w2w | Conversion | hub13 | 66.6086 | 144012.9857 | 8757.9285 | 108372.146 |  |  | 35640.8398 | 0 | 0 | 0 |  |  | 20 |  | 24822.0366 | 24822.0366
Solution 2 | stage0 | cooling tower w2w | Conversion | hub14 | 0.1 | 216.2079 | 13.1484 | 162.7 |  |  | 53.5079 | 0 | 0 | 0 |  |  | 20 |  | 10.4 | 10.4
Solution 2 | stage0 | cooling tower w2w | Conversion | hub2 | 70.4728 | 152367.6861 | 9266.0068 | 114659.1957 |  |  | 37708.4903 | 0 | 0 | 0 |  |  | 20 |  | 177980.577 | 177980.577
Solution 2 | stage0 | cooling tower w2w | Conversion | hub3 | 24.1735 | 52265.1038 | 3178.422 | 39330.3523 |  |  | 12934.7516 | 0 | 0 | 0 |  |  | 20 |  | 118348.7045 | 118348.7045
Solution 2 | stage0 | cooling tower w2w | Conversion | hub4 | 107.7606 | 232986.9322 | 14168.7424 | 175326.5075 |  |  | 57660.4247 | 0 | 0 | 0 |  |  | 20 |  | 502494.6741 | 502494.6741
Solution 2 | stage0 | cooling tower w2w | Conversion | hub5 | 40.3618 | 87265.4782 | 5306.916 | 65668.711 |  |  | 21596.7672 | 0 | 0 | 0 |  |  | 20 |  | 258740.9225 | 258740.9225
Solution 2 | stage0 | cooling tower w2w | Conversion | hub6 | 0.1 | 216.2079 | 13.1484 | 162.7 |  |  | 53.5079 | 0 | 0 | 0 |  |  | 20 |  | 23.9 | 23.9
Solution 2 | stage0 | cooling tower w2w | Conversion | hub7 | 24.5799 | 53143.6626 | 3231.8502 | 39991.4823 |  |  | 13152.1804 | 0 | 0 | 0 |  |  | 20 |  | 148407.743 | 148407.743
Solution 2 | stage0 | cooling tower w2w | Conversion | hub8 | 25.6109 | 55372.8763 | 3367.4164 | 41669.0023 |  |  | 13703.874 | 0 | 0 | 0 |  |  | 20 |  | 170277.4205 | 170277.4205
Solution 2 | stage0 | cooling tower w2w | Conversion | hub9 | 196.388 | 424606.348 | 25821.7828 | 319523.2769 |  |  | 105083.071 | 0 | 0 | 0 |  |  | 20 |  | 1377816.9287 | 1377816.9287
Solution 2 | stage0 | Gas Boiler (Linearized cost) | Conversion | hub1 | 0 | 0 | 0 | 0 |  |  | 0 | 0 | 0 | 0 |  |  | 20 |  | -3.0621e-11 | -2.7559e-11
Solution 2 | stage0 | Gas Boiler (Linearized cost) | Conversion | hub10 | 0 | 0 | 0 | 0 |  |  | 0 | 0 | 0 | 0 |  |  | 20 |  | -1.0076e-12 | -9.0683e-13
Solution 2 | stage0 | Gas Boiler (Linearized cost) | Conversion | hub11 | 0 | 0 | 0 | 0 |  |  | 0 | 0 | 0 | 0 |  |  | 20 |  | -1.1077e-11 | -9.9696e-12
Solution 2 | stage0 | Gas Boiler (Linearized cost) | Conversion | hub12 | 0 | 0 | 0 | 0 |  |  | 0 | 0 | 0 | 0 |  |  | 20 |  | -1.9017e-10 | -1.7115e-10
Solution 2 | stage0 | Gas Boiler (Linearized cost) | Conversion | hub13 | 0 | 0 | 0 | 0 |  |  | 0 | 0 | 0 | 0 |  |  | 20 |  | -1.9117e-12 | -1.7205e-12
Solution 2 | stage0 | Gas Boiler (Linearized cost) | Conversion | hub14 | 0 | 0 | 0 | 0 |  |  | 0 | 0 | 0 | 0 |  |  | 20 |  | -1.8863e-12 | -1.6976e-12
Solution 2 | stage0 | Gas Boiler (Linearized cost) | Conversion | hub2 | 0 | 0 | 0 | 0 |  |  | 0 | 0 | 0 | 0 |  |  | 20 |  | -2.3574e-12 | -2.1217e-12
Solution 2 | stage0 | Gas Boiler (Linearized cost) | Conversion | hub3 | 0 | 0 | 0 | 0 |  |  | 0 | 0 | 0 | 0 |  |  | 20 |  | -1.0502e-11 | -9.4522e-12
Solution 2 | stage0 | Gas Boiler (Linearized cost) | Conversion | hub4 | 0 | 0 | 0 | 0 |  |  | 0 | 0 | 0 | 0 |  |  | 20 |  | -8.7689e-12 | -7.892e-12
Solution 2 | stage0 | Gas Boiler (Linearized cost) | Conversion | hub5 | 0 | 0 | 0 | 0 |  |  | 0 | 0 | 0 | 0 |  |  | 20 |  | -3.3652e-12 | -3.0287e-12
Solution 2 | stage0 | Gas Boiler (Linearized cost) | Conversion | hub6 | 0 | 0 | 0 | 0 |  |  | 0 | 0 | 0 | 0 |  |  | 20 |  | -2.205e-12 | -1.9845e-12
Solution 2 | stage0 | Gas Boiler (Linearized cost) | Conversion | hub7 | 0 | 0 | 0 | 0 |  |  | 0 | 0 | 0 | 0 |  |  | 20 |  | -2.3346e-12 | -2.1011e-12
Solution 2 | stage0 | Gas Boiler (Linearized cost) | Conversion | hub8 | 0 | 0 | 0 | 0 |  |  | 0 | 0 | 0 | 0 |  |  | 20 |  | -3.149e-12 | -2.8341e-12
Solution 2 | stage0 | Gas Boiler (Linearized cost) | Conversion | hub9 | 0 | 0 | 0 | 0 |  |  | 0 | 0 | 0 | 0 |  |  | 20 |  | -2.1805e-11 | -1.9624e-11
Solution 2 | stage0 | rooftop to pv | Conversion | plant | 3405.0309 | 12254833.6319 | 745258.882 | 11917608.1694 |  |  | 1959698.9575 | 0 | 1622473.495 | 0 |  |  | 25 |  | 4495799.4578 | 4495799.4578
Solution 2 | stage0 | parking to pv | Conversion | plant | 0 | 0 | 0 | 0 |  |  | 0 | 0 | 0 | 0 |  |  | 25 |  | 0 | 0
Solution 2 | stage0 | battery | Storage | plant | 0 | 0 | 0 | 0 |  |  | 0 | 0 | 0 | 0 |  |  | 15 |  | 0 | 0
Solution 2 | stage0 | Generic Hot Water Storage hub1 | Storage | hub1 | 8874.084 | 485515.8741 | 29525.9021 | 448630.118 |  |  | 36885.756 | 0 | 0 | 0 |  |  | 20 |  | 208094.8335 | 0
Solution 2 | stage0 | Individual Borehole hub2 | Storage | hub2 | 127196 | 141543.6714 | 8607.7609 | 190794 |  |  | 15686.8223 | 0 | 64937.1509 | 0 |  |  | 40 |  | 136554.7394 | 116703.8301
Solution 2 | stage0 | Individual Borehole hub13 | Storage | hub13 | 47963 | 53373.2123 | 3245.8099 | 71944.5 |  |  | 5915.1786 | 0 | 24486.4663 | 0 |  |  | 40 |  | 52284.22 | 44814.9352
Solution 2 | stage0 | Generic Hot Water Storage hub11 | Storage | hub11 | 95.9903 | 20024.8585 | 1217.781 | 18503.524 |  |  | 1521.3345 | 0 | 0 | 0 |  |  | 20 |  | 44741.7041 | 38810.1145
Solution 2 | stage0 | Individual Borehole hub6 | Storage | hub6 | 42231 | 46994.6444 | 2857.9071 | 63346.5 |  |  | 5208.2628 | 0 | 21560.1184 | 0 |  |  | 40 |  | 27037.2506 | 26499.2093
Solution 2 | stage0 | Individual Borehole hub8 | Storage | hub8 | 165959 | 184679.1264 | 11230.9774 | 248938.5 |  |  | 20467.3837 | 0 | 84726.7573 | 0 |  |  | 40 |  | 207574.3159 | 182270.8695
Solution 2 | stage0 | Individual Borehole hub10 | Storage | hub10 | 33108 | 36842.5727 | 2240.5245 | 49662 |  |  | 4083.1419 | 0 | 16902.5692 | 0 |  |  | 40 |  | 36184.2512 | 34087.2144
Solution 2 | stage0 | Individual Borehole hub12 | Storage | hub12 | 4879540.2689 | 5429950.9761 | 330214.1273 | 7319310.4033 |  |  | 601783.7121 | 0 | 2491143.1393 | 0 |  |  | 40 |  | 5911454.6031 | 5163589.0474
Solution 2 | stage0 | Individual Borehole hub14 | Storage | hub14 | 78564 | 87425.9961 | 5316.6777 | 117846 |  |  | 9689.1373 | 0 | 40109.1412 | 0 |  |  | 40 |  | 65139.9734 | 63843.6879
Solution 2 | stage0 | Generic Hot Water Storage hub2 | Storage | hub2 | 1838.8461 | 112446.2579 | 6838.2464 | 103903.4574 |  |  | 8542.8005 | 0 | 0 | 0 |  |  | 20 |  | 47287.8158 | 0
Solution 2 | stage0 | Generic Hot Water Storage hub6 | Storage | hub6 | 1551.3287 | 97199.5792 | 5911.0431 | 89815.1039 |  |  | 7384.4753 | 0 | 0 | 0 |  |  | 20 |  | 23853.0323 | 0
Solution 2 | stage0 | Generic Hot Water Storage hub8 | Storage | hub8 | 426.5926 | 37556.2759 | 2283.9272 | 34703.0394 |  |  | 2853.2365 | 0 | 0 | 0 |  |  | 20 |  | 87253.5891 | 71892.1403
Solution 2 | stage0 | Generic Hot Water Storage hub10 | Storage | hub10 | 142.3993 | 22485.8679 | 1367.4435 | 20777.5649 |  |  | 1708.303 | 0 | 0 | 0 |  |  | 20 |  | 3064.7619 | 0
Solution 2 | stage0 | Generic Hot Water Storage hub12 | Storage | hub12 | 2028.4428 | 122500.3274 | 7449.6692 | 113193.6962 |  |  | 9306.6312 | 0 | 0 | 0 |  |  | 20 |  | 917556.4797 | 792527.2197
Solution 2 | stage0 | Generic Hot Water Storage hub14 | Storage | hub14 | 440.2015 | 38277.9338 | 2327.8137 | 35369.8713 |  |  | 2908.0625 | 0 | 0 | 0 |  |  | 20 |  | 4086.4364 | 0
Solution 2 | stage0 | Individual Borehole hub5 | Storage | hub5 | 234832 | 261320.9805 | 15891.834 | 352248 |  |  | 28961.3498 | 0 | 119888.3693 | 0 |  |  | 40 |  | 296352.7865 | 260601.911
Solution 2 | stage0 | Generic Hot Water Storage hub5 | Storage | hub5 | 664 | 50145.6827 | 3049.5327 | 46336 |  |  | 3809.6827 | 0 | 0 | 0 |  |  | 20 |  | 106838.1203 | 86525.9765
Solution 2 | stage0 | Individual Borehole hub9 | Storage | hub9 | 953698 | 1061274.8539 | 64539.8 | 1430547 |  |  | 117617.622 | 0 | 486889.768 | 0 |  |  | 40 |  | 1176260.5959 | 1030515.4023
Solution 2 | stage0 | Individual Borehole hub4 | Storage | hub4 | 445601 | 495864.6617 | 30155.2477 | 668401.5 |  |  | 54955.0591 | 0 | 227491.8974 | 0 |  |  | 40 |  | 520696.0458 | 452012.1386
Solution 2 | stage0 | Individual Borehole hub11 | Storage | hub11 | 213352.7966 | 237418.9294 | 14438.2675 | 320029.195 |  |  | 26312.3636 | 0 | 108922.6293 | 0 |  |  | 40 |  | 283266.9505 | 251070.7454
Solution 2 | stage0 | Generic Hot Water Storage hub9 | Storage | hub9 | 577.0293 | 45533.7362 | 2769.0642 | 42074.4337 |  |  | 3459.3025 | 0 | 0 | 0 |  |  | 20 |  | 152465.7518 | 124810.1421
Solution 2 | stage0 | Individual Borehole hub1 | Storage | hub1 | 1420304 | 1580513.8735 | 96116.5233 | 2130456 |  |  | 175163.1847 | 0 | 725105.3112 | 0 |  |  | 40 |  | 1053631.6137 | 822404.3865
Solution 2 | stage0 | Generic Hot Water Storage hub3 | Storage | hub3 | 285.5335 | 30076.0936 | 1829.0314 | 27791.1437 |  |  | 2284.9499 | 0 | 0 | 0 |  |  | 20 |  | 7057.8174 | 0
Solution 2 | stage0 | Individual Borehole hub3 | Storage | hub3 | 82981 | 92341.2324 | 5615.5902 | 124471.5 |  |  | 10233.8769 | 0 | 42364.1445 | 0 |  |  | 40 |  | 107481.0263 | 94904.0368
Solution 2 | stage0 | Generic Hot Water Storage hub7 | Storage | hub7 | 472.0079 | 39964.5862 | 2430.3849 | 36928.3848 |  |  | 3036.2014 | 0 | 0 | 0 |  |  | 20 |  | 84029.0278 | 69023.4298
Solution 2 | stage0 | Generic Hot Water Storage hub13 | Storage | hub13 | 762.2199 | 55354.1581 | 3366.2781 | 51148.7756 |  |  | 4205.3825 | 0 | 0 | 0 |  |  | 20 |  | 16671.6109 | 0
Solution 2 | stage0 | Generic Hot Water Storage hub4 | Storage | hub4 | 1139 | 75334.3214 | 4581.341 | 69611 |  |  | 5723.3214 | 0 | 0 | 0 |  |  | 20 |  | 185456.1428 | 155515.9882
Solution 2 | stage0 | Individual Borehole hub7 | Storage | hub7 | 162423 | 180744.2666 | 10991.6849 | 243634.5 |  |  | 20031.2961 | 0 | 82921.5295 | 0 |  |  | 40 |  | 202636.8762 | 177862.105
Solution 2 | stage0 | pv_loop | Network | hub5_to_hub6_pv_loop | 2139.7176 | 0 | 0 | 0 |  |  | 0 | 0 | 0 | 0 |  |  | 20 | 350 | 3587789.5464 | 0
Solution 2 | stage0 | pv_loop | Network | hub3_to_hub4_pv_loop | 2383.4354 | 0 | 0 | 0 |  |  | 0 | 0 | 0 | 0 |  |  | 20 | 499 | 3691573.4856 | 0
Solution 2 | stage0 | pv_loop | Network | hub1_to_hub2_pv_loop | 2495.0934 | 0 | 0 | 0 |  |  | 0 | 0 | 0 | 0 |  |  | 20 | 528 | 3879482.5864 | 0
Solution 2 | stage0 | pv_loop | Network | hub12_to_hub13_pv_loop | 37.6548 | 0 | 0 | 0 |  |  | 0 | 0 | 0 | 0 |  |  | 20 | 316 | 86206.565 | 0
Solution 2 | stage0 | pv_loop | Network | hub10_to_hub11_pv_loop | 1732.9889 | 0 | 0 | 0 |  |  | 0 | 0 | 0 | 0 |  |  | 20 | 159 | 3117680.965 | 0
Solution 2 | stage0 | pv_loop | Network | plant_to_hub1_pv_loop | 3405.0309 | 0 | 0 | 0 |  |  | 0 | 0 | 0 | 0 |  |  | 20 | 104 | 4475286.049 | 0
Solution 2 | stage0 | pv_loop | Network | hub2_to_hub3_pv_loop | 2421.95 | 0 | 0 | 0 |  |  | 0 | 0 | 0 | 0 |  |  | 20 | 121 | 3794124.7028 | 0
Solution 2 | stage0 | pv_loop | Network | hub4_to_hub5_pv_loop | 2223.8241 | 0 | 0 | 0 |  |  | 0 | 0 | 0 | 0 |  |  | 20 | 132 | 3597114.4699 | 0
Solution 2 | stage0 | pv_loop | Network | hub6_to_hub7_pv_loop | 2133.465 | 0 | 0 | 0 |  |  | 0 | 0 | 0 | 0 |  |  | 20 | 161 | 3520468.5766 | 0
Solution 2 | stage0 | pv_loop | Network | hub7_to_hub8_pv_loop | 2073.9534 | 0 | 0 | 0 |  |  | 0 | 0 | 0 | 0 |  |  | 20 | 199 | 3417755.1746 | 0
Solution 2 | stage0 | pv_loop | Network | hub9_to_hub10_pv_loop | 1734.4761 | 0 | 0 | 0 |  |  | 0 | 0 | 0 | 0 |  |  | 20 | 837 | 3167973.5457 | 0
Solution 2 | stage0 | pv_loop | Network | hub11_to_hub12_pv_loop | 1643.9023 | 0 | 0 | 0 |  |  | 0 | 0 | 0 | 0 |  |  | 20 | 653 | 2900429.1796 | 0
Solution 2 | stage0 | pv_loop | Network | hub13_to_hub14_pv_loop | 28.6223 | 0 | 0 | 0 |  |  | 0 | 0 | 0 | 0 |  |  | 20 | 423 | 56513.4649 | 0
Solution 2 | stage0 | pv_loop | Network | hub8_to_hub9_pv_loop | 2009.5996 | 0 | 0 | 0 |  |  | 0 | 0 | 0 | 0 |  |  | 20 | 1395 | 3291551.9921 | 0
Solution 3 | stage0 | Gas | Import | hub10 | 0 | -3.1885e-12 | -1.9391e-13 |  | -3.1885e-12 |  | 0 |  |  |  | -1.385e-11 |  |  |  | -3.4626e-12
Solution 3 | stage0 | Gas | Import | hub8 | 0 | -6.4824e-12 | -3.9422e-13 |  | -6.4824e-12 |  | 0 |  |  |  | -2.8159e-11 |  |  |  | -7.0396e-12
Solution 3 | stage0 | Gas | Import | hub11 | 0 | -3.9749e-11 | -2.4173e-12 |  | -3.9749e-11 |  | 0 |  |  |  | -1.7266e-10 |  |  |  | -4.3166e-11
Solution 3 | stage0 | Gas | Import | hub7 | 0 | -5.6866e-12 | -3.4582e-13 |  | -5.6866e-12 |  | 0 |  |  |  | -2.4701e-11 |  |  |  | -6.1754e-12
Solution 3 | stage0 | Gas | Import | hub14 | 0 | -8.5719e-12 | -5.2129e-13 |  | -8.5719e-12 |  | 0 |  |  |  | -3.7235e-11 |  |  |  | -9.3087e-12
Solution 3 | stage0 | Gas | Import | hub2 | 0 | -2.7951e-11 | -1.6998e-12 |  | -2.7951e-11 |  | 0 |  |  |  | -1.2141e-10 |  |  |  | -3.0353e-11
Solution 3 | stage0 | Gas | Import | hub3 | 0 | -3.0019e-12 | -1.8256e-13 |  | -3.0019e-12 |  | 0 |  |  |  | -1.304e-11 |  |  |  | -3.2599e-12
Solution 3 | stage0 | Gas | Import | hub4 | 0 | -1.9475e-11 | -1.1843e-12 |  | -1.9475e-11 |  | 0 |  |  |  | -8.4595e-11 |  |  |  | -2.1149e-11
Solution 3 | stage0 | Gas | Import | hub6 | 0.1 | -3.4612e-12 | -2.1049e-13 |  | -3.4612e-12 |  | 0 |  |  |  | -1.5035e-11 |  |  |  | -3.7587e-12
Solution 3 | stage0 | Gas | Import | hub1 | 0 | -6.7825e-11 | -4.1247e-12 |  | -6.7825e-11 |  | 0 |  |  |  | -2.9462e-10 |  |  |  | -7.3655e-11
Solution 3 | stage0 | Gas | Import | hub13 | 0 | -4.4969e-12 | -2.7347e-13 |  | -4.4969e-12 |  | 0 |  |  |  | -1.9534e-11 |  |  |  | -4.8834e-12
Solution 3 | stage0 | Gas | Import | hub5 | 0 | -2.592e-11 | -1.5763e-12 |  | -2.592e-11 |  | 0 |  |  |  | -1.1259e-10 |  |  |  | -2.8148e-11
Solution 3 | stage0 | Gas | Import | hub9 | 0 | -5.9479e-11 | -3.6171e-12 |  | -5.9479e-11 |  | 0 |  |  |  | -2.5837e-10 |  |  |  | -6.4591e-11
Solution 3 | stage0 | Gas | Import | hub12 | 0 | -4.2168e-10 | -2.5644e-11 |  | -4.2168e-10 |  | 0 |  |  |  | -1.8317e-09 |  |  |  | -4.5793e-10
Solution 3 | stage0 | Heat ambient in | Import | hub10 | 54.2985 | 0 | 0 |  | 0 |  | 0 |  |  |  | 0 |  |  |  | 2990.9146
Solution 3 | stage0 | Heat ambient in | Import | hub8 | 0 | 0 | 0 |  | 0 |  | 0 |  |  |  | 0 |  |  |  | 0
Solution 3 | stage0 | Heat ambient in | Import | hub11 | 0 | 0 | 0 |  | 0 |  | 0 |  |  |  | 0 |  |  |  | 0
Solution 3 | stage0 | Heat ambient in | Import | hub7 | 0 | 0 | 0 |  | 0 |  | 0 |  |  |  | 0 |  |  |  | 0
Solution 3 | stage0 | Heat ambient in | Import | hub14 | 79.3723 | 0 | 0 |  | 0 |  | 0 |  |  |  | 0 |  |  |  | 30456.1241
Solution 3 | stage0 | Heat ambient in | Import | hub2 | 67.5746 | 0 | 0 |  | 0 |  | 0 |  |  |  | 0 |  |  |  | 2749.0888
Solution 3 | stage0 | Heat ambient in | Import | hub3 | 0 | 0 | 0 |  | 0 |  | 0 |  |  |  | 0 |  |  |  | 0
Solution 3 | stage0 | Heat ambient in | Import | hub4 | 0 | 0 | 0 |  | 0 |  | 0 |  |  |  | 0 |  |  |  | 0
Solution 3 | stage0 | Heat ambient in | Import | hub6 | 40.88 | 0 | 0 |  | 0 |  | 0 |  |  |  | 0 |  |  |  | 18874.2824
Solution 3 | stage0 | Heat ambient in | Import | hub1 | 3.9965 | 0 | 0 |  | 0 |  | 0 |  |  |  | 0 |  |  |  | 3.9965
Solution 3 | stage0 | Heat ambient in | Import | hub13 | 43.7064 | 0 | 0 |  | 0 |  | 0 |  |  |  | 0 |  |  |  | 8651.1227
Solution 3 | stage0 | Heat ambient in | Import | hub5 | 0 | 0 | 0 |  | 0 |  | 0 |  |  |  | 0 |  |  |  | 0
Solution 3 | stage0 | Heat ambient in | Import | hub9 | 0 | 0 | 0 |  | 0 |  | 0 |  |  |  | 0 |  |  |  | 0
Solution 3 | stage0 | Heat ambient in | Import | hub12 | 0 | 0 | 0 |  | 0 |  | 0 |  |  |  | 0 |  |  |  | 0
Solution 3 | stage0 | Electricity | Import | hub10 | 51.1863 | 68125.5909 | 4142.9532 |  | 68125.5909 |  | 0 |  |  |  | 147921.4492 |  |  |  | 30044.0705
Solution 3 | stage0 | Electricity | Import | hub8 | 157.6128 | 436961.3478 | 26573.1331 |  | 436961.3478 |  | 0 |  |  |  | 1012671.636 |  |  |  | 189309.5644
Solution 3 | stage0 | Electricity | Import | hub11 | 164.1175 | 611044.7013 | 37159.7448 |  | 611044.7013 |  | 0 |  |  |  | 1385748.01 |  |  |  | 272661.3742
Solution 3 | stage0 | Electricity | Import | hub7 | 159.2044 | 400457.3132 | 24353.1963 |  | 400457.3132 |  | 0 |  |  |  | 954519.9889 |  |  |  | 181394.9994
Solution 3 | stage0 | Electricity | Import | hub14 | 61.1562 | 138760.8384 | 8438.5272 |  | 138760.8384 |  | 0 |  |  |  | 297577.4108 |  |  |  | 62887.1366
Solution 3 | stage0 | Electricity | Import | hub2 | 209.4759 | 434006.6134 | 26393.4455 |  | 434006.6134 |  | 0 |  |  |  | 816645.8839 |  |  |  | 183954.4007
Solution 3 | stage0 | Electricity | Import | hub3 | 94.3552 | 464102.3992 | 28223.6745 |  | 464102.3992 |  | 0 |  |  |  | 981485.5145 |  |  |  | 213601.8557
Solution 3 | stage0 | Electricity | Import | hub4 | 428.8518 | 2242339.649 | 136364.4412 |  | 2242339.649 |  | 0 |  |  |  | 4153475.1515 |  |  |  | 871466.161
Solution 3 | stage0 | Electricity | Import | hub6 | 27.7848 | 25089.1398 | 1525.7575 |  | 25089.1398 |  | 0 |  |  |  | 48746.4166 |  |  |  | 10381.3612
Solution 3 | stage0 | Electricity | Import | hub1 | 1935.2743 | 5437157.7827 | 330652.3982 |  | 5437157.7827 |  | 0 |  |  |  | 8964851.5589 |  |  |  | 2166460.0913
Solution 3 | stage0 | Electricity | Import | hub13 | 105.8725 | 153895.0307 | 9358.8899 |  | 153895.0307 |  | 0 |  |  |  | 311750.6479 |  |  |  | 68435.5054
Solution 3 | stage0 | Electricity | Import | hub5 | 257.219 | 1314391.3657 | 79932.6918 |  | 1314391.3657 |  | 0 |  |  |  | 2413083.6384 |  |  |  | 511661.6772
Solution 3 | stage0 | Electricity | Import | hub9 | 700.6637 | 5708829.3128 | 347173.685 |  | 5708829.3128 |  | 0 |  |  |  | 10083237.1342 |  |  |  | 2253099.2231
Solution 3 | stage0 | Electricity | Import | hub12 | 2595.4309 | 16670525.1649 | 1013792.3793 |  | 16670525.1649 |  | 0 |  |  |  | 34709892.1886 |  |  |  | 7211410.3997
Solution 3 | stage0 | Slack | Export | hub10 | 0.18688 | 0 | 0 |  |  | 0 | 0 |  |  |  |  | 0 |  |  |  | 91.0058
Solution 3 | stage0 | Slack | Export | hub8 | 0.26634 | 0 | 0 |  |  | 0 | 0 |  |  |  |  | 0 |  |  |  | 212.7427
Solution 3 | stage0 | Slack | Export | hub11 | 0.3248 | 0 | 0 |  |  | 0 | 0 |  |  |  |  | 0 |  |  |  | 452.6216
Solution 3 | stage0 | Slack | Export | hub7 | 0.24758 | 0 | 0 |  |  | 0 | 0 |  |  |  |  | 0 |  |  |  | 235.9908
Solution 3 | stage0 | Slack | Export | hub14 | 0.19551 | 0 | 0 |  |  | 0 | 0 |  |  |  |  | 0 |  |  |  | 280.0518
Solution 3 | stage0 | Slack | Export | hub2 | 0.40456 | 0 | 0 |  |  | 0 | 0 |  |  |  |  | 0 |  |  |  | 151.4759
Solution 3 | stage0 | Slack | Export | hub3 | 0.1 | 0 | 0 |  |  | 0 | 0 |  |  |  |  | 0 |  |  |  | 66.3696
Solution 3 | stage0 | Slack | Export | hub4 | 0.65428 | 0 | 0 |  |  | 0 | 0 |  |  |  |  | 0 |  |  |  | 566.3824
Solution 3 | stage0 | Slack | Export | hub6 | 0.1583 | 0 | 0 |  |  | 0 | 0 |  |  |  |  | 0 |  |  |  | 138.6664
Solution 3 | stage0 | Slack | Export | hub1 | 2.8495 | 0 | 0 |  |  | 0 | 0 |  |  |  |  | 0 |  |  |  | 705.2852
Solution 3 | stage0 | Slack | Export | hub13 | 0.19305 | 0 | 0 |  |  | 0 | 0 |  |  |  |  | 0 |  |  |  | 103.6887
Solution 3 | stage0 | Slack | Export | hub5 | 0.34886 | 0 | 0 |  |  | 0 | 0 |  |  |  |  | 0 |  |  |  | 288.9731
Solution 3 | stage0 | Slack | Export | hub9 | 0.94154 | 0 | 0 |  |  | 0 | 0 |  |  |  |  | 0 |  |  |  | 858.8061
Solution 3 | stage0 | Slack | Export | hub12 | 3.7527 | 0 | 0 |  |  | 0 | 0 |  |  |  |  | 0 |  |  |  | 9822.8896
Solution 3 | stage0 | Heat ambient out | Export | hub10 | 6.8428 | 0 | 0 |  |  | 0 | 0 |  |  |  |  | 0 |  |  |  | 9955.2213
Solution 3 | stage0 | Heat ambient out | Export | hub8 | 25.1018 | 0 | 0 |  |  | 0 | 0 |  |  |  |  | 0 |  |  |  | 165431.7834
Solution 3 | stage0 | Heat ambient out | Export | hub11 | 79.6362 | 0 | 0 |  |  | 0 | 0 |  |  |  |  | 0 |  |  |  | 310590.5056
Solution 3 | stage0 | Heat ambient out | Export | hub7 | 22.3281 | 0 | 0 |  |  | 0 | 0 |  |  |  |  | 0 |  |  |  | 140673.6965
Solution 3 | stage0 | Heat ambient out | Export | hub14 | 0.1 | 0 | 0 |  |  | 0 | 0 |  |  |  |  | 0 |  |  |  | 10.4
Solution 3 | stage0 | Heat ambient out | Export | hub2 | 85.2711 | 0 | 0 |  |  | 0 | 0 |  |  |  |  | 0 |  |  |  | 152289.1394
Solution 3 | stage0 | Heat ambient out | Export | hub3 | 24.3607 | 0 | 0 |  |  | 0 | 0 |  |  |  |  | 0 |  |  |  | 110198.2854
Solution 3 | stage0 | Heat ambient out | Export | hub4 | 107.7606 | 0 | 0 |  |  | 0 | 0 |  |  |  |  | 0 |  |  |  | 481046.5657
Solution 3 | stage0 | Heat ambient out | Export | hub6 | 2.8349 | 0 | 0 |  |  | 0 | 0 |  |  |  |  | 0 |  |  |  | 654.113
Solution 3 | stage0 | Heat ambient out | Export | hub1 | 1515.7904 | 0 | 0 |  |  | 0 | 0 |  |  |  |  | 0 |  |  |  | 2655359.4138
Solution 3 | stage0 | Heat ambient out | Export | hub13 | 65.8172 | 0 | 0 |  |  | 0 | 0 |  |  |  |  | 0 |  |  |  | 24091.4865
Solution 3 | stage0 | Heat ambient out | Export | hub5 | 40.3618 | 0 | 0 |  |  | 0 | 0 |  |  |  |  | 0 |  |  |  | 249175.8397
Solution 3 | stage0 | Heat ambient out | Export | hub9 | 196.0846 | 0 | 0 |  |  | 0 | 0 |  |  |  |  | 0 |  |  |  | 1367455.6519
Solution 3 | stage0 | Heat ambient out | Export | hub12 | 720.8201 | 0 | 0 |  |  | 0 | 0 |  |  |  |  | 0 |  |  |  | 2677356.2592
Solution 3 | stage0 | export_electricity | Export | plant | 2654.2415 | -256650.485 | -15607.805 |  |  | 256650.485 | 0 |  |  |  |  | 0 |  |  |  | 520260.1663
Solution 3 | stage0 | local W2WHP | Conversion | hub1 | 3514.7962 | 10441853.0875 | 635005.2552 | 7857666.594 |  |  | 2584186.4935 | 0 | 0 | 0 |  |  | 20 |  | 518412.1161 | 3303910.4589
Solution 3 | stage0 | local W2WHP | Conversion | hub10 | 56.4621 | 193459.572 | 11764.9467 | 145581.5173 |  |  | 47878.0547 | 0 | 0 | 0 |  |  | 20 |  | 9431.8463 | 59265.3129
Solution 3 | stage0 | local W2WHP | Conversion | hub11 | 323.0234 | 983384.5319 | 59803.0197 | 740013.0724 |  |  | 243371.4594 | 0 | 0 | 0 |  |  | 20 |  | 120550.9192 | 706412.7416
Solution 3 | stage0 | local W2WHP | Conversion | hub12 | 5649.7274 | 16768487.2102 | 1019749.7906 | 12618563.073 |  |  | 4149924.1372 | 0 | 0 | 0 |  |  | 20 |  | 2148703.3442 | 11659319.5892
Solution 3 | stage0 | local W2WHP | Conversion | hub13 | 217.5807 | 670916.7281 | 40800.7702 | 504875.8987 |  |  | 166040.8294 | 0 | 0 | 0 |  |  | 20 |  | 15658.9915 | 89047.6634
Solution 3 | stage0 | local W2WHP | Conversion | hub14 | 146.5513 | 460428.9367 | 28000.2785 | 346480.3656 |  |  | 113948.5711 | 0 | 0 | 0 |  |  | 20 |  | 15211.3999 | 111975.2638
Solution 3 | stage0 | local W2WHP | Conversion | hub2 | 476.4239 | 1437970.1323 | 87447.9446 | 1082096.2311 |  |  | 355873.9012 | 0 | 0 | 0 |  |  | 20 |  | 54853.7638 | 315012.1501
Solution 3 | stage0 | local W2WHP | Conversion | hub3 | 128.4509 | 406790.3018 | 24738.3273 | 306116.4085 |  |  | 100673.8933 | 0 | 0 | 0 |  |  | 20 |  | 26735.0183 | 163461.8241
Solution 3 | stage0 | local W2WHP | Conversion | hub4 | 1030.1281 | 3078811.9664 | 187233.2202 | 2316856.7624 |  |  | 761955.204 | 0 | 0 | 0 |  |  | 20 |  | 219004.8297 | 1202112.2088
Solution 3 | stage0 | local W2WHP | Conversion | hub5 | 527.0662 | 1588042.9697 | 96574.3937 | 1195028.5154 |  |  | 393014.4543 | 0 | 0 | 0 |  |  | 20 |  | 119564.6669 | 647634.3514
Solution 3 | stage0 | local W2WHP | Conversion | hub6 | 198.0831 | 613137.6689 | 37287.0255 | 461396.2041 |  |  | 151741.4648 | 0 | 0 | 0 |  |  | 20 |  | 11261.3849 | 72865.3958
Solution 3 | stage0 | local W2WHP | Conversion | hub7 | 368.3507 | 1117707.0214 | 67971.6355 | 841092.9602 |  |  | 276614.0611 | 0 | 0 | 0 |  |  | 20 |  | 87266.0085 | 460883.96
Solution 3 | stage0 | local W2WHP | Conversion | hub8 | 370.3859 | 1123738.3477 | 68338.4214 | 845631.6327 |  |  | 278106.715 | 0 | 0 | 0 |  |  | 20 |  | 87622.8079 | 468189.1823
Solution 3 | stage0 | local W2WHP | Conversion | hub9 | 1338.1489 | 3991597.742 | 242742.885 | 3003743.1068 |  |  | 987854.6352 | 0 | 0 | 0 |  |  | 20 |  | 347193.1814 | 2116565.1366
Solution 3 | stage0 | pv to hub | Conversion | hub1 | 1368.3144 | 0 | 0 | 0 |  |  | 0 | 0 | 0 | 0 |  |  | 1 |  | 1629865.5914 | 1629865.5914
Solution 3 | stage0 | pv to hub | Conversion | hub10 | 25.8859 | 0 | 0 | 0 |  |  | 0 | 0 | 0 | 0 |  |  | 1 |  | 59578.8928 | 59578.8928
Solution 3 | stage0 | pv to hub | Conversion | hub11 | 149.1083 | 0 | 0 | 0 |  |  | 0 | 0 | 0 | 0 |  |  | 1 |  | 378877.1067 | 378877.1067
Solution 3 | stage0 | pv to hub | Conversion | hub12 | 2250.9117 | 0 | 0 | 0 |  |  | 0 | 0 | 0 | 0 |  |  | 1 |  | 4948701.4224 | 4948701.4224
Solution 3 | stage0 | pv to hub | Conversion | hub13 | 45.774 | 0 | 0 | 0 |  |  | 0 | 0 | 0 | 0 |  |  | 1 |  | 54367.7159 | 54367.7159
Solution 3 | stage0 | pv to hub | Conversion | hub14 | 39.511 | 0 | 0 | 0 |  |  | 0 | 0 | 0 | 0 |  |  | 1 |  | 94058.003 | 94058.003
Solution 3 | stage0 | pv to hub | Conversion | hub2 | 123.623 | 0 | 0 | 0 |  |  | 0 | 0 | 0 | 0 |  |  | 1 |  | 202265.3513 | 202265.3513
Solution 3 | stage0 | pv to hub | Conversion | hub3 | 104.2237 | 0 | 0 | 0 |  |  | 0 | 0 | 0 | 0 |  |  | 1 |  | 258027.3841 | 258027.3841
Solution 3 | stage0 | pv to hub | Conversion | hub4 | 270.2164 | 0 | 0 | 0 |  |  | 0 | 0 | 0 | 0 |  |  | 1 |  | 209597.6875 | 209597.6875
Solution 3 | stage0 | pv to hub | Conversion | hub5 | 129.4306 | 0 | 0 | 0 |  |  | 0 | 0 | 0 | 0 |  |  | 1 |  | 97349.6849 | 97349.6849
Solution 3 | stage0 | pv to hub | Conversion | hub6 | 96.9364 | 0 | 0 | 0 |  |  | 0 | 0 | 0 | 0 |  |  | 1 |  | 71319.5318 | 71319.5318
Solution 3 | stage0 | pv to hub | Conversion | hub7 | 92.3079 | 0 | 0 | 0 |  |  | 0 | 0 | 0 | 0 |  |  | 1 |  | 216161.8529 | 216161.8529
Solution 3 | stage0 | pv to hub | Conversion | hub8 | 92.566 | 0 | 0 | 0 |  |  | 0 | 0 | 0 | 0 |  |  | 1 |  | 216722.5229 | 216722.5229
Solution 3 | stage0 | pv to hub | Conversion | hub9 | 534.3533 | 0 | 0 | 0 |  |  | 0 | 0 | 0 | 0 |  |  | 1 |  | 531928.2554 | 531928.2554
Solution 3 | stage0 | Pump DHW gas | Conversion | hub1 | 0 | 0 | 0 | 0 |  |  | 0 | 0 | 0 | 0 |  |  | 20 |  | 0 | 0
Solution 3 | stage0 | Pump DHW gas | Conversion | hub10 | 0 | 0 | 0 | 0 |  |  | 0 | 0 | 0 | 0 |  |  | 20 |  | 0 | 0
Solution 3 | stage0 | Pump DHW gas | Conversion | hub11 | 0 | 0 | 0 | 0 |  |  | 0 | 0 | 0 | 0 |  |  | 20 |  | 0 | 0
Solution 3 | stage0 | Pump DHW gas | Conversion | hub12 | 0 | 0 | 0 | 0 |  |  | 0 | 0 | 0 | 0 |  |  | 20 |  | 0 | 0
Solution 3 | stage0 | Pump DHW gas | Conversion | hub13 | 0 | 0 | 0 | 0 |  |  | 0 | 0 | 0 | 0 |  |  | 20 |  | 0 | 0
Solution 3 | stage0 | Pump DHW gas | Conversion | hub14 | 0 | 0 | 0 | 0 |  |  | 0 | 0 | 0 | 0 |  |  | 20 |  | 0 | 0
Solution 3 | stage0 | Pump DHW gas | Conversion | hub2 | 0 | 0 | 0 | 0 |  |  | 0 | 0 | 0 | 0 |  |  | 20 |  | 0 | 0
Solution 3 | stage0 | Pump DHW gas | Conversion | hub3 | 0 | 0 | 0 | 0 |  |  | 0 | 0 | 0 | 0 |  |  | 20 |  | 0 | 0
Solution 3 | stage0 | Pump DHW gas | Conversion | hub4 | 0 | 0 | 0 | 0 |  |  | 0 | 0 | 0 | 0 |  |  | 20 |  | 0 | 0
Solution 3 | stage0 | Pump DHW gas | Conversion | hub5 | 0 | 0 | 0 | 0 |  |  | 0 | 0 | 0 | 0 |  |  | 20 |  | 0 | 0
Solution 3 | stage0 | Pump DHW gas | Conversion | hub6 | 0 | 0 | 0 | 0 |  |  | 0 | 0 | 0 | 0 |  |  | 20 |  | 0 | 0
Solution 3 | stage0 | Pump DHW gas | Conversion | hub7 | 0 | 0 | 0 | 0 |  |  | 0 | 0 | 0 | 0 |  |  | 20 |  | 0 | 0
Solution 3 | stage0 | Pump DHW gas | Conversion | hub8 | 0 | 0 | 0 | 0 |  |  | 0 | 0 | 0 | 0 |  |  | 20 |  | 0 | 0
Solution 3 | stage0 | Pump DHW gas | Conversion | hub9 | 0 | 0 | 0 | 0 |  |  | 0 | 0 | 0 | 0 |  |  | 20 |  | 0 | 0
Solution 3 | stage0 | Pump cooling | Conversion | hub1 | 2746.524 | 171158.67 | 10408.7516 | 128799.7209 |  |  | 42358.9491 | 0 | 0 | 0 |  |  | 20 |  | 2915759.2446 | 2915759.2446
Solution 3 | stage0 | Pump cooling | Conversion | hub10 | 43.5653 | 63401.8789 | 3855.6879 | 47710.9591 |  |  | 15690.9198 | 0 | 0 | 0 |  |  | 20 |  | 40014.3655 | 40014.3655
Solution 3 | stage0 | Pump cooling | Conversion | hub11 | 266.7618 | 72299.8815 | 4396.8062 | 54406.8527 |  |  | 17893.0287 | 0 | 0 | 0 |  |  | 20 |  | 591631.3513 | 591631.3513
Solution 3 | stage0 | Pump cooling | Conversion | hub12 | 4679.9342 | 248236.4561 | 15096.1187 | 186802.0256 |  |  | 61434.4304 | 0 | 0 | 0 |  |  | 20 |  | 9316474.1294 | 9316474.1294
Solution 3 | stage0 | Pump cooling | Conversion | hub13 | 151.9881 | 67724.2879 | 4118.5485 | 50963.6432 |  |  | 16760.6448 | 0 | 0 | 0 |  |  | 20 |  | 69305.2051 | 69305.2051
Solution 3 | stage0 | Pump cooling | Conversion | hub14 | 103.6616 | 65797.6909 | 4001.3855 | 49513.8471 |  |  | 16283.8437 | 0 | 0 | 0 |  |  | 20 |  | 51168.3584 | 51168.3584
Solution 3 | stage0 | Pump cooling | Conversion | hub2 | 326.6423 | 74687.0943 | 4541.9809 | 56203.2698 |  |  | 18483.8245 | 0 | 0 | 0 |  |  | 20 |  | 228167.1925 | 228167.1925
Solution 3 | stage0 | Pump cooling | Conversion | hub3 | 100.4378 | 65669.1709 | 3993.5697 | 49417.1337 |  |  | 16252.0372 | 0 | 0 | 0 |  |  | 20 |  | 131512.0532 | 131512.0532
Solution 3 | stage0 | Pump cooling | Conversion | hub4 | 748.031 | 91486.2748 | 5563.5973 | 68844.9301 |  |  | 22641.3448 | 0 | 0 | 0 |  |  | 20 |  | 811707.9698 | 811707.9698
Solution 3 | stage0 | Pump cooling | Conversion | hub5 | 380.9923 | 76853.8252 | 4673.7473 | 57833.7705 |  |  | 19020.0547 | 0 | 0 | 0 |  |  | 20 |  | 422192.8759 | 422192.8759
Solution 3 | stage0 | Pump cooling | Conversion | hub6 | 127.8045 | 66760.1774 | 4059.9176 | 50238.1341 |  |  | 16522.0433 | 0 | 0 | 0 |  |  | 20 |  | 33799.1386 | 33799.1386
Solution 3 | stage0 | Pump cooling | Conversion | hub7 | 264.3832 | 72205.0571 | 4391.0396 | 54335.4958 |  |  | 17869.5612 | 0 | 0 | 0 |  |  | 20 |  | 292649.0271 | 292649.0271
Solution 3 | stage0 | Pump cooling | Conversion | hub8 | 267.1967 | 72317.22 | 4397.8606 | 54419.9003 |  |  | 17897.3197 | 0 | 0 | 0 |  |  | 20 |  | 309788.5739 | 309788.5739
Solution 3 | stage0 | Pump cooling | Conversion | hub9 | 1086.2268 | 104968.8674 | 6383.5204 | 78990.8032 |  |  | 25978.0642 | 0 | 0 | 0 |  |  | 20 |  | 1693852.2019 | 1693852.2019
Solution 3 | stage0 | Pump DHW | Conversion | hub1 | 0 | 0 | 0 | 0 |  |  | 0 | 0 | 0 | 0 |  |  | 20 |  | 0 | 0
Solution 3 | stage0 | Pump DHW | Conversion | hub10 | 0 | 0 | 0 | 0 |  |  | 0 | 0 | 0 | 0 |  |  | 20 |  | 0 | 0
Solution 3 | stage0 | Pump DHW | Conversion | hub11 | 34.8297 | 8790.9289 | 534.6068 | 6615.3189 |  |  | 2175.61 | 0 | 0 | 0 |  |  | 20 |  | 157809.6407 | 157809.6407
Solution 3 | stage0 | Pump DHW | Conversion | hub12 | 554.1475 | 11551.3616 | 702.4783 | 8692.59 |  |  | 2858.7716 | 0 | 0 | 0 |  |  | 20 |  | 3432842.9357 | 3432842.9357
Solution 3 | stage0 | Pump DHW | Conversion | hub13 | 0 | 0 | 0 | 0 |  |  | 0 | 0 | 0 | 0 |  |  | 20 |  | 0 | 0
Solution 3 | stage0 | Pump DHW | Conversion | hub14 | 0 | 0 | 0 | 0 |  |  | 0 | 0 | 0 | 0 |  |  | 20 |  | 0 | 0
Solution 3 | stage0 | Pump DHW | Conversion | hub2 | 0 | 0 | 0 | 0 |  |  | 0 | 0 | 0 | 0 |  |  | 20 |  | 0 | 0
Solution 3 | stage0 | Pump DHW | Conversion | hub3 | 0 | 0 | 0 | 0 |  |  | 0 | 0 | 0 | 0 |  |  | 20 |  | 0 | 0
Solution 3 | stage0 | Pump DHW | Conversion | hub4 | 94.6748 | 9109.0353 | 553.952 | 6854.6992 |  |  | 2254.3361 | 0 | 0 | 0 |  |  | 20 |  | 355179.512 | 355179.512
Solution 3 | stage0 | Pump DHW | Conversion | hub5 | 55.1879 | 8899.1428 | 541.1877 | 6696.7517 |  |  | 2202.3911 | 0 | 0 | 0 |  |  | 20 |  | 207041.9729 | 207041.9729
Solution 3 | stage0 | Pump DHW | Conversion | hub6 | 0 | 0 | 0 | 0 |  |  | 0 | 0 | 0 | 0 |  |  | 20 |  | 0 | 0
Solution 3 | stage0 | Pump DHW | Conversion | hub7 | 43.6957 | 8838.056 | 537.4728 | 6650.7829 |  |  | 2187.2732 | 0 | 0 | 0 |  |  | 20 |  | 163928.3722 | 163928.3722
Solution 3 | stage0 | Pump DHW | Conversion | hub8 | 43.6957 | 8838.056 | 537.4728 | 6650.7829 |  |  | 2187.2732 | 0 | 0 | 0 |  |  | 20 |  | 163928.3722 | 163928.3722
Solution 3 | stage0 | Pump DHW | Conversion | hub9 | 71.4402 | 8985.5316 | 546.4413 | 6761.7607 |  |  | 2223.7709 | 0 | 0 | 0 |  |  | 20 |  | 268013.5088 | 268013.5088
Solution 3 | stage0 | Pump SH | Conversion | hub1 | 2304.5377 | 203386.154 | 12368.6165 | 153051.434 |  |  | 50334.7201 | 0 | 0 | 0 |  |  | 20 |  | 769002.1132 | 769002.1132
Solution 3 | stage0 | Pump SH | Conversion | hub10 | 135.9123 | 93876.5701 | 5708.9594 | 70643.6666 |  |  | 23232.9034 | 0 | 0 | 0 |  |  | 20 |  | 51886.8028 | 51886.8028
Solution 3 | stage0 | Pump SH | Conversion | hub11 | 218.5355 | 98048.8117 | 5962.6879 | 73783.3473 |  |  | 24265.4645 | 0 | 0 | 0 |  |  | 20 |  | 358025.079 | 358025.079
Solution 3 | stage0 | Pump SH | Conversion | hub12 | 2153.8699 | 195777.846 | 11905.929 | 147326.0568 |  |  | 48451.7893 | 0 | 0 | 0 |  |  | 20 |  | 7345736.852 | 7345736.852
Solution 3 | stage0 | Pump SH | Conversion | hub13 | 140.401 | 94103.2358 | 5722.7437 | 70814.2363 |  |  | 23288.9995 | 0 | 0 | 0 |  |  | 20 |  | 72255.5737 | 72255.5737
Solution 3 | stage0 | Pump SH | Conversion | hub14 | 142.1925 | 94193.7038 | 5728.2454 | 70882.315 |  |  | 23311.3888 | 0 | 0 | 0 |  |  | 20 |  | 133678.2324 | 133678.2324
Solution 3 | stage0 | Pump SH | Conversion | hub2 | 279.8181 | 101143.4144 | 6150.8814 | 76112.0868 |  |  | 25031.3276 | 0 | 0 | 0 |  |  | 20 |  | 85065.6118 | 85065.6118
Solution 3 | stage0 | Pump SH | Conversion | hub3 | 58.7399 | 89979.5802 | 5471.9699 | 67711.1175 |  |  | 22268.4627 | 0 | 0 | 0 |  |  | 20 |  | 44423.8362 | 44423.8362
Solution 3 | stage0 | Pump SH | Conversion | hub4 | 273.5294 | 100825.8515 | 6131.5693 | 75873.1155 |  |  | 24952.736 | 0 | 0 | 0 |  |  | 20 |  | 263452.5887 | 263452.5887
Solution 3 | stage0 | Pump SH | Conversion | hub5 | 136.167 | 93889.4307 | 5709.7415 | 70653.3444 |  |  | 23236.0862 | 0 | 0 | 0 |  |  | 20 |  | 116315.6149 | 116315.6149
Solution 3 | stage0 | Pump SH | Conversion | hub6 | 115.1239 | 92826.813 | 5645.12 | 69853.7071 |  |  | 22973.1059 | 0 | 0 | 0 |  |  | 20 |  | 65178.3221 | 65178.3221
Solution 3 | stage0 | Pump SH | Conversion | hub7 | 104.0534 | 92267.7852 | 5611.1236 | 69433.0295 |  |  | 22834.7557 | 0 | 0 | 0 |  |  | 20 |  | 100816.5426 | 100816.5426
Solution 3 | stage0 | Pump SH | Conversion | hub8 | 100.9653 | 92111.8452 | 5601.6404 | 69315.682 |  |  | 22796.1631 | 0 | 0 | 0 |  |  | 20 |  | 97713.9953 | 97713.9953
Solution 3 | stage0 | Pump SH | Conversion | hub9 | 674.3585 | 121066.6146 | 7362.4802 | 91104.6234 |  |  | 29961.9912 | 0 | 0 | 0 |  |  | 20 |  | 577006.576 | 577006.576
Solution 3 | stage0 | HEX SC local | Conversion | hub1 | 2.8495 | 0 | 0 | 0 |  |  | 0 | 0 | 0 | 0 |  |  | 1 |  | 705285.2387 | 705.2852
Solution 3 | stage0 | HEX SC local | Conversion | hub10 | 0.18688 | 0 | 0 | 0 |  |  | 0 | 0 | 0 | 0 |  |  | 1 |  | 91005.8219 | 91.0058
Solution 3 | stage0 | HEX SC local | Conversion | hub11 | 0.3248 | 0 | 0 | 0 |  |  | 0 | 0 | 0 | 0 |  |  | 1 |  | 452621.5833 | 452.6216
Solution 3 | stage0 | HEX SC local | Conversion | hub12 | 3.7527 | 0 | 0 | 0 |  |  | 0 | 0 | 0 | 0 |  |  | 1 |  | 9822889.5719 | 9822.8896
Solution 3 | stage0 | HEX SC local | Conversion | hub13 | 0.19305 | 0 | 0 | 0 |  |  | 0 | 0 | 0 | 0 |  |  | 1 |  | 103688.7393 | 103.6887
Solution 3 | stage0 | HEX SC local | Conversion | hub14 | 0.19551 | 0 | 0 | 0 |  |  | 0 | 0 | 0 | 0 |  |  | 1 |  | 280051.8456 | 280.0518
Solution 3 | stage0 | HEX SC local | Conversion | hub2 | 0.40456 | 0 | 0 | 0 |  |  | 0 | 0 | 0 | 0 |  |  | 1 |  | 151475.9269 | 151.4759
Solution 3 | stage0 | HEX SC local | Conversion | hub3 | 0.1 | 0 | 0 | 0 |  |  | 0 | 0 | 0 | 0 |  |  | 1 |  | 66369.5806 | 66.3696
Solution 3 | stage0 | HEX SC local | Conversion | hub4 | 0.65428 | 0 | 0 | 0 |  |  | 0 | 0 | 0 | 0 |  |  | 1 |  | 566382.36 | 566.3824
Solution 3 | stage0 | HEX SC local | Conversion | hub5 | 0.34886 | 0 | 0 | 0 |  |  | 0 | 0 | 0 | 0 |  |  | 1 |  | 288973.101 | 288.9731
Solution 3 | stage0 | HEX SC local | Conversion | hub6 | 0.1583 | 0 | 0 | 0 |  |  | 0 | 0 | 0 | 0 |  |  | 1 |  | 138666.4055 | 138.6664
Solution 3 | stage0 | HEX SC local | Conversion | hub7 | 0.24758 | 0 | 0 | 0 |  |  | 0 | 0 | 0 | 0 |  |  | 1 |  | 235990.7916 | 235.9908
Solution 3 | stage0 | HEX SC local | Conversion | hub8 | 0.26634 | 0 | 0 | 0 |  |  | 0 | 0 | 0 | 0 |  |  | 1 |  | 212742.6709 | 212.7427
Solution 3 | stage0 | HEX SC local | Conversion | hub9 | 0.94154 | 0 | 0 | 0 |  |  | 0 | 0 | 0 | 0 |  |  | 1 |  | 858806.0844 | 858.8061
Solution 3 | stage0 | cooling tower w2w | Conversion | hub1 | 1515.7904 | 3277258.3917 | 199301.4347 | 2466190.969 |  |  | 811067.4227 | 0 | 0 | 0 |  |  | 20 |  | 2655359.4138 | 2655359.4138
Solution 3 | stage0 | cooling tower w2w | Conversion | hub10 | 6.8428 | 14794.6879 | 899.7162 | 11133.2465 |  |  | 3661.4413 | 0 | 0 | 0 |  |  | 20 |  | 9955.2213 | 9955.2213
Solution 3 | stage0 | cooling tower w2w | Conversion | hub11 | 79.6362 | 172179.7951 | 10470.8497 | 129568.1344 |  |  | 42611.6607 | 0 | 0 | 0 |  |  | 20 |  | 310590.5056 | 310590.5056
Solution 3 | stage0 | cooling tower w2w | Conversion | hub12 | 720.8201 | 1558469.815 | 94775.9477 | 1172774.2289 |  |  | 385695.5861 | 0 | 0 | 0 |  |  | 20 |  | 2677356.2592 | 2677356.2592
Solution 3 | stage0 | cooling tower w2w | Conversion | hub13 | 65.8172 | 142302.0591 | 8653.8811 | 107084.6455 |  |  | 35217.4136 | 0 | 0 | 0 |  |  | 20 |  | 24091.4865 | 24091.4865
Solution 3 | stage0 | cooling tower w2w | Conversion | hub14 | 0.1 | 216.2079 | 13.1484 | 162.7 |  |  | 53.5079 | 0 | 0 | 0 |  |  | 20 |  | 10.4 | 10.4
Solution 3 | stage0 | cooling tower w2w | Conversion | hub2 | 85.2711 | 184362.913 | 11211.7473 | 138736.1315 |  |  | 45626.7815 | 0 | 0 | 0 |  |  | 20 |  | 152289.1394 | 152289.1394
Solution 3 | stage0 | cooling tower w2w | Conversion | hub3 | 24.3607 | 52669.785 | 3203.0321 | 39634.8815 |  |  | 13034.9035 | 0 | 0 | 0 |  |  | 20 |  | 110198.2854 | 110198.2854
Solution 3 | stage0 | cooling tower w2w | Conversion | hub4 | 107.7606 | 232986.9322 | 14168.7424 | 175326.5075 |  |  | 57660.4247 | 0 | 0 | 0 |  |  | 20 |  | 481046.5657 | 481046.5657
Solution 3 | stage0 | cooling tower w2w | Conversion | hub5 | 40.3618 | 87265.4782 | 5306.916 | 65668.711 |  |  | 21596.7672 | 0 | 0 | 0 |  |  | 20 |  | 249175.8397 | 249175.8397
Solution 3 | stage0 | cooling tower w2w | Conversion | hub6 | 2.8349 | 6129.2447 | 372.7406 | 4612.3577 |  |  | 1516.887 | 0 | 0 | 0 |  |  | 20 |  | 654.113 | 654.113
Solution 3 | stage0 | cooling tower w2w | Conversion | hub7 | 22.3281 | 48275.128 | 2935.7777 | 36327.8297 |  |  | 11947.2983 | 0 | 0 | 0 |  |  | 20 |  | 140673.6965 | 140673.6965
Solution 3 | stage0 | cooling tower w2w | Conversion | hub8 | 25.1018 | 54271.9942 | 3300.468 | 40840.5704 |  |  | 13431.4238 | 0 | 0 | 0 |  |  | 20 |  | 165431.7834 | 165431.7834
Solution 3 | stage0 | cooling tower w2w | Conversion | hub9 | 196.0846 | 423950.4336 | 25781.8944 | 319029.6906 |  |  | 104920.743 | 0 | 0 | 0 |  |  | 20 |  | 1367455.6519 | 1367455.6519
Solution 3 | stage0 | Gas Boiler (Linearized cost) | Conversion | hub1 | 0 | 0 | 0 | 0 |  |  | 0 | 0 | 0 | 0 |  |  | 20 |  | -3.0621e-11 | -2.7559e-11
Solution 3 | stage0 | Gas Boiler (Linearized cost) | Conversion | hub10 | 0 | 0 | 0 | 0 |  |  | 0 | 0 | 0 | 0 |  |  | 20 |  | -1.5704e-12 | -1.4134e-12
Solution 3 | stage0 | Gas Boiler (Linearized cost) | Conversion | hub11 | 0 | 0 | 0 | 0 |  |  | 0 | 0 | 0 | 0 |  |  | 20 |  | -3.1164e-11 | -2.8047e-11
Solution 3 | stage0 | Gas Boiler (Linearized cost) | Conversion | hub12 | 0 | 0 | 0 | 0 |  |  | 0 | 0 | 0 | 0 |  |  | 20 |  | -1.7412e-10 | -1.5671e-10
Solution 3 | stage0 | Gas Boiler (Linearized cost) | Conversion | hub13 | 0 | 0 | 0 | 0 |  |  | 0 | 0 | 0 | 0 |  |  | 20 |  | -2.328e-12 | -2.0952e-12
Solution 3 | stage0 | Gas Boiler (Linearized cost) | Conversion | hub14 | 0 | 0 | 0 | 0 |  |  | 0 | 0 | 0 | 0 |  |  | 20 |  | -4.1213e-12 | -3.7091e-12
Solution 3 | stage0 | Gas Boiler (Linearized cost) | Conversion | hub2 | 0 | 0 | 0 | 0 |  |  | 0 | 0 | 0 | 0 |  |  | 20 |  | -2.4634e-11 | -2.217e-11
Solution 3 | stage0 | Gas Boiler (Linearized cost) | Conversion | hub3 | 0 | 0 | 0 | 0 |  |  | 0 | 0 | 0 | 0 |  |  | 20 |  | -1.8129e-12 | -1.6316e-12
Solution 3 | stage0 | Gas Boiler (Linearized cost) | Conversion | hub4 | 0 | 0 | 0 | 0 |  |  | 0 | 0 | 0 | 0 |  |  | 20 |  | -8.7689e-12 | -7.892e-12
Solution 3 | stage0 | Gas Boiler (Linearized cost) | Conversion | hub5 | 0 | 0 | 0 | 0 |  |  | 0 | 0 | 0 | 0 |  |  | 20 |  | -2.1241e-11 | -1.9117e-11
Solution 3 | stage0 | Gas Boiler (Linearized cost) | Conversion | hub6 | 0 | 0 | 0 | 0 |  |  | 0 | 0 | 0 | 0 |  |  | 20 |  | -2.2127e-12 | -1.9915e-12
Solution 3 | stage0 | Gas Boiler (Linearized cost) | Conversion | hub7 | 0 | 0 | 0 | 0 |  |  | 0 | 0 | 0 | 0 |  |  | 20 |  | -2.3346e-12 | -2.1011e-12
Solution 3 | stage0 | Gas Boiler (Linearized cost) | Conversion | hub8 | 0 | 0 | 0 | 0 |  |  | 0 | 0 | 0 | 0 |  |  | 20 |  | -3.149e-12 | -2.8341e-12
Solution 3 | stage0 | Gas Boiler (Linearized cost) | Conversion | hub9 | 0 | 0 | 0 | 0 |  |  | 0 | 0 | 0 | 0 |  |  | 20 |  | -3.4476e-11 | -3.1029e-11
Solution 3 | stage0 | rooftop to pv | Conversion | plant | 6584.7276 | 23698681.007 | 1441198.8805 | 23046546.6 |  |  | 3789711.2159 | 0 | 3137576.809 | 0 |  |  | 25 |  | 8694081.0803 | 8694081.0803
Solution 3 | stage0 | parking to pv | Conversion | plant | 602.1176 | 2476621.3551 | 150611.9232 | 2408470.305 |  |  | 396042.2829 | 0 | 327891.2327 | 0 |  |  | 25 |  | 795000.0889 | 795000.0889
Solution 3 | stage0 | battery | Storage | plant | 3988.1168 | 3911440.454 | 237868.2426 | 3019004.3995 |  |  | 0 | 2262468.9643 | 1370032.9098 | 0 |  |  | 15 |  | 1545864.0538 | 1545864.0538
Solution 3 | stage0 | Generic Hot Water Storage hub1 | Storage | hub1 | 7348.7921 | 404631.6027 | 24607.0493 | 373890.8105 |  |  | 30740.7922 | 0 | 0 | 0 |  |  | 20 |  | 336570.2487 | 0
Solution 3 | stage0 | Individual Borehole hub2 | Storage | hub2 | 127196 | 141543.6714 | 8607.7609 | 190794 |  |  | 15686.8223 | 0 | 64937.1509 | 0 |  |  | 40 |  | 146121.1783 | 126464.5064
Solution 3 | stage0 | Individual Borehole hub13 | Storage | hub13 | 47963 | 53373.2123 | 3245.8099 | 71944.5 |  |  | 5915.1786 | 0 | 24486.4663 | 0 |  |  | 40 |  | 49752.6961 | 42232.0111
Solution 3 | stage0 | Generic Hot Water Storage hub11 | Storage | hub11 | 163.9299 | 23627.6087 | 1436.8767 | 21832.565 |  |  | 1795.0437 | 0 | 0 | 0 |  |  | 20 |  | 55338.5474 | 45302.1102
Solution 3 | stage0 | Individual Borehole hub6 | Storage | hub6 | 42231 | 46994.6444 | 2857.9071 | 63346.5 |  |  | 5208.2628 | 0 | 21560.1184 | 0 |  |  | 40 |  | 44393.1817 | 43509.7574
Solution 3 | stage0 | Individual Borehole hub8 | Storage | hub8 | 165959 | 184679.1264 | 11230.9774 | 248938.5 |  |  | 20467.3837 | 0 | 84726.7573 | 0 |  |  | 40 |  | 214387.9148 | 189222.812
Solution 3 | stage0 | Individual Borehole hub10 | Storage | hub10 | 33108 | 36842.5727 | 2240.5245 | 49662 |  |  | 4083.1419 | 0 | 16902.5692 | 0 |  |  | 40 |  | 39682.6091 | 37571.7766
Solution 3 | stage0 | Individual Borehole hub12 | Storage | hub12 | 5020444.0372 | 5586748.648 | 339749.5369 | 7530666.0558 |  |  | 619161.0854 | 0 | 2563078.4931 | 0 |  |  | 40 |  | 5997289.0421 | 5226104.638
Solution 3 | stage0 | Individual Borehole hub14 | Storage | hub14 | 78564 | 87425.9961 | 5316.6777 | 117846 |  |  | 9689.1373 | 0 | 40109.1412 | 0 |  |  | 40 |  | 96168.8995 | 94255.1384
Solution 3 | stage0 | Generic Hot Water Storage hub2 | Storage | hub2 | 1493.0948 | 94111.5105 | 5723.2469 | 86961.6429 |  |  | 7149.8676 | 0 | 0 | 0 |  |  | 20 |  | 85611.8325 | 0
Solution 3 | stage0 | Generic Hot Water Storage hub6 | Storage | hub6 | 1507.1721 | 94858.0155 | 5768.6445 | 87651.4342 |  |  | 7206.5813 | 0 | 0 | 0 |  |  | 20 |  | 23031.4918 | 0
Solution 3 | stage0 | Generic Hot Water Storage hub8 | Storage | hub8 | 432.7048 | 37880.3969 | 2303.6381 | 35002.5362 |  |  | 2877.8608 | 0 | 0 | 0 |  |  | 20 |  | 106775.7955 | 82940.0287
Solution 3 | stage0 | Generic Hot Water Storage hub10 | Storage | hub10 | 137.0822 | 22203.9078 | 1350.2965 | 20517.0259 |  |  | 1686.8819 | 0 | 0 | 0 |  |  | 20 |  | 6015.1087 | 0
Solution 3 | stage0 | Generic Hot Water Storage hub12 | Storage | hub12 | 2214.6055 | 132372.2968 | 8050.0179 | 122315.6694 |  |  | 10056.6274 | 0 | 0 | 0 |  |  | 20 |  | 1034108.1487 | 899881.3185
Solution 3 | stage0 | Generic Hot Water Storage hub14 | Storage | hub14 | 440.2015 | 38277.9338 | 2327.8137 | 35369.8713 |  |  | 2908.0625 | 0 | 0 | 0 |  |  | 20 |  | 3866.3578 | 0
Solution 3 | stage0 | Individual Borehole hub5 | Storage | hub5 | 234832 | 261320.9805 | 15891.834 | 352248 |  |  | 28961.3498 | 0 | 119888.3693 | 0 |  |  | 40 |  | 303375.5226 | 267767.237
Solution 3 | stage0 | Generic Hot Water Storage hub5 | Storage | hub5 | 664 | 50145.6827 | 3049.5327 | 46336 |  |  | 3809.6827 | 0 | 0 | 0 |  |  | 20 |  | 142453.0713 | 106213.7846
Solution 3 | stage0 | Individual Borehole hub9 | Storage | hub9 | 953698 | 1061274.8539 | 64539.8 | 1430547 |  |  | 117617.622 | 0 | 486889.768 | 0 |  |  | 40 |  | 1180095.9814 | 1034428.6617
Solution 3 | stage0 | Individual Borehole hub4 | Storage | hub4 | 445601 | 495864.6617 | 30155.2477 | 668401.5 |  |  | 54955.0591 | 0 | 227491.8974 | 0 |  |  | 40 |  | 525048.7335 | 456453.2035
Solution 3 | stage0 | Individual Borehole hub11 | Storage | hub11 | 218163.3597 | 242772.1225 | 14763.8137 | 327245.0395 |  |  | 26905.6405 | 0 | 111378.5576 | 0 |  |  | 40 |  | 299392.3787 | 266667.9616
Solution 3 | stage0 | Generic Hot Water Storage hub9 | Storage | hub9 | 646.7744 | 49232.231 | 2993.9825 | 45491.9453 |  |  | 3740.2857 | 0 | 0 | 0 |  |  | 20 |  | 182263.1574 | 139491.9784
Solution 3 | stage0 | Individual Borehole hub1 | Storage | hub1 | 1420304 | 1580513.8735 | 96116.5233 | 2130456 |  |  | 175163.1847 | 0 | 725105.3112 | 0 |  |  | 40 |  | 1366311.4984 | 1141432.9394
Solution 3 | stage0 | Generic Hot Water Storage hub3 | Storage | hub3 | 281.0678 | 29839.2827 | 1814.6301 | 27572.3238 |  |  | 2266.9588 | 0 | 0 | 0 |  |  | 20 |  | 18433.4873 | 0
Solution 3 | stage0 | Individual Borehole hub3 | Storage | hub3 | 82981 | 92341.2324 | 5615.5902 | 124471.5 |  |  | 10233.8769 | 0 | 42364.1445 | 0 |  |  | 40 |  | 103141.9847 | 90476.895
Solution 3 | stage0 | Generic Hot Water Storage hub7 | Storage | hub7 | 502.5043 | 41581.7758 | 2528.7318 | 38422.7128 |  |  | 3159.063 | 0 | 0 | 0 |  |  | 20 |  | 112150.0697 | 84397.1781
Solution 3 | stage0 | Generic Hot Water Storage hub13 | Storage | hub13 | 781.6728 | 56385.7188 | 3429.0109 | 52101.9662 |  |  | 4283.7526 | 0 | 0 | 0 |  |  | 20 |  | 17612.6295 | 0
Solution 3 | stage0 | Generic Hot Water Storage hub4 | Storage | hub4 | 1139 | 75334.3214 | 4581.341 | 69611 |  |  | 5723.3214 | 0 | 0 | 0 |  |  | 20 |  | 248931.7809 | 186727.7033
Solution 3 | stage0 | Individual Borehole hub7 | Storage | hub7 | 162423 | 180744.2666 | 10991.6849 | 243634.5 |  |  | 20031.2961 | 0 | 82921.5295 | 0 |  |  | 40 |  | 211196.6311 | 186595.6577
Solution 3 | stage0 | pv_loop | Network | hub5_to_hub6_pv_loop | 3159.1404 | 0 | 0 | 0 |  |  | 0 | 0 | 0 | 0 |  |  | 20 | 350 | 6571715.3037 | 0
Solution 3 | stage0 | pv_loop | Network | hub3_to_hub4_pv_loop | 3558.7873 | 0 | 0 | 0 |  |  | 0 | 0 | 0 | 0 |  |  | 20 | 499 | 6878662.6761 | 0
Solution 3 | stage0 | pv_loop | Network | hub1_to_hub2_pv_loop | 3764.8424 | 0 | 0 | 0 |  |  | 0 | 0 | 0 | 0 |  |  | 20 | 528 | 7338955.4115 | 0
Solution 3 | stage0 | pv_loop | Network | hub12_to_hub13_pv_loop | 74.3192 | 0 | 0 | 0 |  |  | 0 | 0 | 0 | 0 |  |  | 20 | 316 | 148425.7189 | 0
Solution 3 | stage0 | pv_loop | Network | hub10_to_hub11_pv_loop | 2424.2748 | 0 | 0 | 0 |  |  | 0 | 0 | 0 | 0 |  |  | 20 | 159 | 5476004.248 | 0
Solution 3 | stage0 | pv_loop | Network | plant_to_hub1_pv_loop | 4803.6172 | 0 | 0 | 0 |  |  | 0 | 0 | 0 | 0 |  |  | 20 | 104 | 8968821.0029 | 0
Solution 3 | stage0 | pv_loop | Network | hub2_to_hub3_pv_loop | 3663.011 | 0 | 0 | 0 |  |  | 0 | 0 | 0 | 0 |  |  | 20 | 121 | 7136690.0602 | 0
Solution 3 | stage0 | pv_loop | Network | hub4_to_hub5_pv_loop | 3288.571 | 0 | 0 | 0 |  |  | 0 | 0 | 0 | 0 |  |  | 20 | 132 | 6669064.9886 | 0
Solution 3 | stage0 | pv_loop | Network | hub6_to_hub7_pv_loop | 3157.1109 | 0 | 0 | 0 |  |  | 0 | 0 | 0 | 0 |  |  | 20 | 161 | 6500395.772 | 0
Solution 3 | stage0 | pv_loop | Network | hub7_to_hub8_pv_loop | 3065.4945 | 0 | 0 | 0 |  |  | 0 | 0 | 0 | 0 |  |  | 20 | 199 | 6284233.9191 | 0
Solution 3 | stage0 | pv_loop | Network | hub9_to_hub10_pv_loop | 2438.5752 | 0 | 0 | 0 |  |  | 0 | 0 | 0 | 0 |  |  | 20 | 837 | 5535583.1408 | 0
Solution 3 | stage0 | pv_loop | Network | hub11_to_hub12_pv_loop | 2290.6458 | 0 | 0 | 0 |  |  | 0 | 0 | 0 | 0 |  |  | 20 | 653 | 5097127.1413 | 0
Solution 3 | stage0 | pv_loop | Network | hub13_to_hub14_pv_loop | 39.511 | 0 | 0 | 0 |  |  | 0 | 0 | 0 | 0 |  |  | 20 | 423 | 94058.003 | 0
Solution 3 | stage0 | pv_loop | Network | hub8_to_hub9_pv_loop | 2972.9285 | 0 | 0 | 0 |  |  | 0 | 0 | 0 | 0 |  |  | 20 | 1395 | 6067511.3962 | 0
Solution 4 | stage0 | Gas | Import | hub10 | 0 | -3.1758e-12 | -1.9313e-13 |  | -3.1758e-12 |  | 0 |  |  |  | -1.3795e-11 |  |  |  | -3.4487e-12
Solution 4 | stage0 | Gas | Import | hub8 | 0 | -6.4824e-12 | -3.9422e-13 |  | -6.4824e-12 |  | 0 |  |  |  | -2.8159e-11 |  |  |  | -7.0396e-12
Solution 4 | stage0 | Gas | Import | hub11 | 0 | -2.1109e-11 | -1.2837e-12 |  | -2.1109e-11 |  | 0 |  |  |  | -9.1695e-11 |  |  |  | -2.2924e-11
Solution 4 | stage0 | Gas | Import | hub7 | 0 | -5.6866e-12 | -3.4582e-13 |  | -5.6866e-12 |  | 0 |  |  |  | -2.4701e-11 |  |  |  | -6.1754e-12
Solution 4 | stage0 | Gas | Import | hub14 | 0 | -8.5719e-12 | -5.2129e-13 |  | -8.5719e-12 |  | 0 |  |  |  | -3.7235e-11 |  |  |  | -9.3087e-12
Solution 4 | stage0 | Gas | Import | hub2 | 0 | -7.7551e-12 | -4.7161e-13 |  | -7.7551e-12 |  | 0 |  |  |  | -3.3687e-11 |  |  |  | -8.4216e-12
Solution 4 | stage0 | Gas | Import | hub3 | 0 | -3.0019e-12 | -1.8256e-13 |  | -3.0019e-12 |  | 0 |  |  |  | -1.304e-11 |  |  |  | -3.2599e-12
Solution 4 | stage0 | Gas | Import | hub4 | 0 | -1.9475e-11 | -1.1843e-12 |  | -1.9475e-11 |  | 0 |  |  |  | -8.4595e-11 |  |  |  | -2.1149e-11
Solution 4 | stage0 | Gas | Import | hub6 | 0.1 | -3.4612e-12 | -2.1049e-13 |  | -3.4612e-12 |  | 0 |  |  |  | -1.5035e-11 |  |  |  | -3.7587e-12
Solution 4 | stage0 | Gas | Import | hub1 | 0 | -6.7825e-11 | -4.1247e-12 |  | -6.7825e-11 |  | 0 |  |  |  | -2.9462e-10 |  |  |  | -7.3655e-11
Solution 4 | stage0 | Gas | Import | hub13 | 0 | -4.6758e-12 | -2.8435e-13 |  | -4.6758e-12 |  | 0 |  |  |  | -2.0311e-11 |  |  |  | -5.0777e-12
Solution 4 | stage0 | Gas | Import | hub5 | 0 | -9.4213e-12 | -5.7294e-13 |  | -9.4213e-12 |  | 0 |  |  |  | -4.0925e-11 |  |  |  | -1.0231e-11
Solution 4 | stage0 | Gas | Import | hub9 | 0 | -4.7813e-11 | -2.9077e-12 |  | -4.7813e-11 |  | 0 |  |  |  | -2.0769e-10 |  |  |  | -5.1923e-11
Solution 4 | stage0 | Gas | Import | hub12 | 0 | -4.2168e-10 | -2.5644e-11 |  | -4.2168e-10 |  | 0 |  |  |  | -1.8317e-09 |  |  |  | -4.5793e-10
Solution 4 | stage0 | Heat ambient in | Import | hub10 | 54.2985 | 0 | 0 |  | 0 |  | 0 |  |  |  | 0 |  |  |  | 250.4362
Solution 4 | stage0 | Heat ambient in | Import | hub8 | 0 | 0 | 0 |  | 0 |  | 0 |  |  |  | 0 |  |  |  | 0
Solution 4 | stage0 | Heat ambient in | Import | hub11 | 0 | 0 | 0 |  | 0 |  | 0 |  |  |  | 0 |  |  |  | 0
Solution 4 | stage0 | Heat ambient in | Import | hub7 | 0 | 0 | 0 |  | 0 |  | 0 |  |  |  | 0 |  |  |  | 0
Solution 4 | stage0 | Heat ambient in | Import | hub14 | 17.274 | 0 | 0 |  | 0 |  | 0 |  |  |  | 0 |  |  |  | 87.1649
Solution 4 | stage0 | Heat ambient in | Import | hub2 | 67.5746 | 0 | 0 |  | 0 |  | 0 |  |  |  | 0 |  |  |  | 2749.0888
Solution 4 | stage0 | Heat ambient in | Import | hub3 | 0 | 0 | 0 |  | 0 |  | 0 |  |  |  | 0 |  |  |  | 0
Solution 4 | stage0 | Heat ambient in | Import | hub4 | 0 | 0 | 0 |  | 0 |  | 0 |  |  |  | 0 |  |  |  | 0
Solution 4 | stage0 | Heat ambient in | Import | hub6 | 33.225 | 0 | 0 |  | 0 |  | 0 |  |  |  | 0 |  |  |  | 2263.8358
Solution 4 | stage0 | Heat ambient in | Import | hub1 | 3.9965 | 0 | 0 |  | 0 |  | 0 |  |  |  | 0 |  |  |  | 3.9965
Solution 4 | stage0 | Heat ambient in | Import | hub13 | 43.7064 | 0 | 0 |  | 0 |  | 0 |  |  |  | 0 |  |  |  | 8651.1227
Solution 4 | stage0 | Heat ambient in | Import | hub5 | 0 | 0 | 0 |  | 0 |  | 0 |  |  |  | 0 |  |  |  | 0
Solution 4 | stage0 | Heat ambient in | Import | hub9 | 0 | 0 | 0 |  | 0 |  | 0 |  |  |  | 0 |  |  |  | 0
Solution 4 | stage0 | Heat ambient in | Import | hub12 | 0 | 0 | 0 |  | 0 |  | 0 |  |  |  | 0 |  |  |  | 0
Solution 4 | stage0 | Electricity | Import | hub10 | 51.1863 | 33662.9848 | 2047.1627 |  | 33662.9848 |  | 0 |  |  |  | 84953.155 |  |  |  | 17037.7342
Solution 4 | stage0 | Electricity | Import | hub8 | 156.4703 | 255219.0309 | 15520.7533 |  | 255219.0309 |  | 0 |  |  |  | 647282.2171 |  |  |  | 119075.3785
Solution 4 | stage0 | Electricity | Import | hub11 | 155.076 | 312847.0968 | 19025.3156 |  | 312847.0968 |  | 0 |  |  |  | 893337.5777 |  |  |  | 157979.5231
Solution 4 | stage0 | Electricity | Import | hub7 | 157.1645 | 287233.6424 | 17467.6727 |  | 287233.6424 |  | 0 |  |  |  | 749131.4606 |  |  |  | 136884.5394
Solution 4 | stage0 | Electricity | Import | hub14 | 61.1562 | 76580.6525 | 4657.1347 |  | 76580.6525 |  | 0 |  |  |  | 183446.5306 |  |  |  | 38777.0917
Solution 4 | stage0 | Electricity | Import | hub2 | 115.9388 | 200539.4213 | 12195.4968 |  | 200539.4213 |  | 0 |  |  |  | 422486.2966 |  |  |  | 90827.7764
Solution 4 | stage0 | Electricity | Import | hub3 | 93.4673 | 338178.397 | 20565.7997 |  | 338178.397 |  | 0 |  |  |  | 788842.0524 |  |  |  | 166565.7403
Solution 4 | stage0 | Electricity | Import | hub4 | 426.864 | 1510586.8437 | 91864.0184 |  | 1510586.8437 |  | 0 |  |  |  | 3097704.5192 |  |  |  | 622052.8463
Solution 4 | stage0 | Electricity | Import | hub6 | 26.8995 | 15139.0287 | 920.6568 |  | 15139.0287 |  | 0 |  |  |  | 31719.8116 |  |  |  | 7523.8971
Solution 4 | stage0 | Electricity | Import | hub1 | 1305.607 | 3438394.5205 | 209100.6808 |  | 3438394.5205 |  | 0 |  |  |  | 6168213.8438 |  |  |  | 1431333.0838
Solution 4 | stage0 | Electricity | Import | hub13 | 68.5724 | 61149.9095 | 3718.7378 |  | 61149.9095 |  | 0 |  |  |  | 144671.8845 |  |  |  | 30186.8051
Solution 4 | stage0 | Electricity | Import | hub5 | 254.1377 | 908430.7875 | 55244.8228 |  | 908430.7875 |  | 0 |  |  |  | 1846213.8882 |  |  |  | 368404.2813
Solution 4 | stage0 | Electricity | Import | hub9 | 681.0559 | 3045703.8657 | 185219.8019 |  | 3045703.8657 |  | 0 |  |  |  | 6503110.0602 |  |  |  | 1362266.8707
Solution 4 | stage0 | Electricity | Import | hub12 | 2519.3939 | 11309154.7859 | 687748.8757 |  | 11309154.7859 |  | 0 |  |  |  | 26542035.9968 |  |  |  | 5269312.2132
Solution 4 | stage0 | Slack | Export | hub10 | 0.23689 | 0 | 0 |  |  | 0 | 0 |  |  |  |  | 0 |  |  |  | 177.7936
Solution 4 | stage0 | Slack | Export | hub8 | 0.18378 | 0 | 0 |  |  | 0 | 0 |  |  |  |  | 0 |  |  |  | 209.0901
Solution 4 | stage0 | Slack | Export | hub11 | 0.34463 | 0 | 0 |  |  | 0 | 0 |  |  |  |  | 0 |  |  |  | 454.1191
Solution 4 | stage0 | Slack | Export | hub7 | 0.19017 | 0 | 0 |  |  | 0 | 0 |  |  |  |  | 0 |  |  |  | 231.351
Solution 4 | stage0 | Slack | Export | hub14 | 1.0664 | 0 | 0 |  |  | 0 | 0 |  |  |  |  | 0 |  |  |  | 915.7735
Solution 4 | stage0 | Slack | Export | hub2 | 0.40456 | 0 | 0 |  |  | 0 | 0 |  |  |  |  | 0 |  |  |  | 125.7566
Solution 4 | stage0 | Slack | Export | hub3 | 0.1 | 0 | 0 |  |  | 0 | 0 |  |  |  |  | 0 |  |  |  | 83.9321
Solution 4 | stage0 | Slack | Export | hub4 | 0.51469 | 0 | 0 |  |  | 0 | 0 |  |  |  |  | 0 |  |  |  | 551.8939
Solution 4 | stage0 | Slack | Export | hub6 | 0.46814 | 0 | 0 |  |  | 0 | 0 |  |  |  |  | 0 |  |  |  | 483.2261
Solution 4 | stage0 | Slack | Export | hub1 | 2.8495 | 0 | 0 |  |  | 0 | 0 |  |  |  |  | 0 |  |  |  | 1453.7692
Solution 4 | stage0 | Slack | Export | hub13 | 0.19305 | 0 | 0 |  |  | 0 | 0 |  |  |  |  | 0 |  |  |  | 103.3309
Solution 4 | stage0 | Slack | Export | hub5 | 0.242 | 0 | 0 |  |  | 0 | 0 |  |  |  |  | 0 |  |  |  | 279.2866
Solution 4 | stage0 | Slack | Export | hub9 | 0.94154 | 0 | 0 |  |  | 0 | 0 |  |  |  |  | 0 |  |  |  | 856.0565
Solution 4 | stage0 | Slack | Export | hub12 | 5.1553 | 0 | 0 |  |  | 0 | 0 |  |  |  |  | 0 |  |  |  | 9773.1586
Solution 4 | stage0 | Heat ambient out | Export | hub10 | 16.7542 | 0 | 0 |  |  | 0 | 0 |  |  |  |  | 0 |  |  |  | 13775.3783
Solution 4 | stage0 | Heat ambient out | Export | hub8 | 103.7167 | 0 | 0 |  |  | 0 | 0 |  |  |  |  | 0 |  |  |  | 164248.6664
Solution 4 | stage0 | Heat ambient out | Export | hub11 | 180.6072 | 0 | 0 |  |  | 0 | 0 |  |  |  |  | 0 |  |  |  | 282971.8369
Solution 4 | stage0 | Heat ambient out | Export | hub7 | 89.0428 | 0 | 0 |  |  | 0 | 0 |  |  |  |  | 0 |  |  |  | 142078.1388
Solution 4 | stage0 | Heat ambient out | Export | hub14 | 47.4457 | 0 | 0 |  |  | 0 | 0 |  |  |  |  | 0 |  |  |  | 2244.1762
Solution 4 | stage0 | Heat ambient out | Export | hub2 | 85.3917 | 0 | 0 |  |  | 0 | 0 |  |  |  |  | 0 |  |  |  | 132531.0461
Solution 4 | stage0 | Heat ambient out | Export | hub3 | 48.7004 | 0 | 0 |  |  | 0 | 0 |  |  |  |  | 0 |  |  |  | 76584.1622
Solution 4 | stage0 | Heat ambient out | Export | hub4 | 299.6511 | 0 | 0 |  |  | 0 | 0 |  |  |  |  | 0 |  |  |  | 485148.9203
Solution 4 | stage0 | Heat ambient out | Export | hub6 | 108.8097 | 0 | 0 |  |  | 0 | 0 |  |  |  |  | 0 |  |  |  | 17402.3122
Solution 4 | stage0 | Heat ambient out | Export | hub1 | 636.7936 | 0 | 0 |  |  | 0 | 0 |  |  |  |  | 0 |  |  |  | 1075533.525
Solution 4 | stage0 | Heat ambient out | Export | hub13 | 54.6388 | 0 | 0 |  |  | 0 | 0 |  |  |  |  | 0 |  |  |  | 9968.8673
Solution 4 | stage0 | Heat ambient out | Export | hub5 | 154.3792 | 0 | 0 |  |  | 0 | 0 |  |  |  |  | 0 |  |  |  | 250775.349
Solution 4 | stage0 | Heat ambient out | Export | hub9 | 856.6379 | 0 | 0 |  |  | 0 | 0 |  |  |  |  | 0 |  |  |  | 1371764.7406
Solution 4 | stage0 | Heat ambient out | Export | hub12 | 1813.6726 | 0 | 0 |  |  | 0 | 0 |  |  |  |  | 0 |  |  |  | 2374553.4274
Solution 4 | stage0 | export_electricity | Export | plant | 4193.7138 | -878010.2129 | -53394.8423 |  |  | 878010.2129 | 0 |  |  |  |  | 0 |  |  |  | 1779828.0777
Solution 4 | stage0 | local W2WHP | Conversion | hub1 | 3862.3618 | 11471825.5072 | 697641.4457 | 8632737.8201 |  |  | 2839087.6871 | 0 | 0 | 0 |  |  | 20 |  | 819918.7986 | 4394490.3318
Solution 4 | stage0 | local W2WHP | Conversion | hub10 | 107.7201 | 345356.8901 | 21002.3487 | 259886.7534 |  |  | 85470.1367 | 0 | 0 | 0 |  |  | 20 |  | 12042.4658 | 104324.1758
Solution 4 | stage0 | local W2WHP | Conversion | hub11 | 376.7254 | 1142524.7195 | 69480.8857 | 859768.6872 |  |  | 282756.0323 | 0 | 0 | 0 |  |  | 20 |  | 123972.2048 | 714476.9372
Solution 4 | stage0 | local W2WHP | Conversion | hub12 | 6735.8101 | 19986974.1246 | 1215477.1282 | 15040527.5365 |  |  | 4946446.5881 | 0 | 0 | 0 |  |  | 20 |  | 2181699.2806 | 11725857.3925
Solution 4 | stage0 | local W2WHP | Conversion | hub13 | 220.9342 | 680854.5844 | 41405.1257 | 512354.2994 |  |  | 168500.285 | 0 | 0 | 0 |  |  | 20 |  | 16647.0468 | 93314.3233
Solution 4 | stage0 | local W2WHP | Conversion | hub14 | 514.8793 | 1551928.6459 | 94378.1566 | 1167851.8914 |  |  | 384076.7546 | 0 | 0 | 0 |  |  | 20 |  | 48400.4696 | 462432.8106
Solution 4 | stage0 | local W2WHP | Conversion | hub2 | 476.3877 | 1437862.9599 | 87441.4271 | 1082015.5821 |  |  | 355847.3778 | 0 | 0 | 0 |  |  | 20 |  | 52141.098 | 304166.8584
Solution 4 | stage0 | local W2WHP | Conversion | hub3 | 133.6026 | 422057.0176 | 25666.7492 | 317604.8638 |  |  | 104452.1538 | 0 | 0 | 0 |  |  | 20 |  | 33970.8421 | 188186.864
Solution 4 | stage0 | local W2WHP | Conversion | hub4 | 960.0135 | 2871035.044 | 174597.5858 | 2160501.2028 |  |  | 710533.8411 | 0 | 0 | 0 |  |  | 20 |  | 218652.9421 | 1194039.3225
Solution 4 | stage0 | local W2WHP | Conversion | hub5 | 496.9073 | 1498670.5697 | 91139.3485 | 1127774.311 |  |  | 370896.2587 | 0 | 0 | 0 |  |  | 20 |  | 119159.783 | 642093.8974
Solution 4 | stage0 | local W2WHP | Conversion | hub6 | 192.1835 | 595655.064 | 36223.8477 | 448240.2557 |  |  | 147414.8083 | 0 | 0 | 0 |  |  | 20 |  | 28225.6545 | 257907.8395
Solution 4 | stage0 | local W2WHP | Conversion | hub7 | 348.3847 | 1058540.1363 | 64373.4923 | 796568.9038 |  |  | 261971.2325 | 0 | 0 | 0 |  |  | 20 |  | 87054.427 | 458037.5679
Solution 4 | stage0 | local W2WHP | Conversion | hub8 | 350.4857 | 1064766.2528 | 64752.124 | 801254.1591 |  |  | 263512.0937 | 0 | 0 | 0 |  |  | 20 |  | 87966.4172 | 467086.4694
Solution 4 | stage0 | local W2WHP | Conversion | hub9 | 1327.868 | 3961131.2411 | 240890.1115 | 2980816.5626 |  |  | 980314.6785 | 0 | 0 | 0 |  |  | 20 |  | 347841.2766 | 2115472.576
Solution 4 | stage0 | pv to hub | Conversion | hub1 | 2118.6753 | 0 | 0 | 0 |  |  | 0 | 0 | 0 | 0 |  |  | 1 |  | 2508516.6925 | 2508516.6925
Solution 4 | stage0 | pv to hub | Conversion | hub10 | 40.2056 | 0 | 0 | 0 |  |  | 0 | 0 | 0 | 0 |  |  | 1 |  | 75273.3667 | 75273.3667
Solution 4 | stage0 | pv to hub | Conversion | hub11 | 206.9133 | 0 | 0 | 0 |  |  | 0 | 0 | 0 | 0 |  |  | 1 |  | 494218.3765 | 494218.3765
Solution 4 | stage0 | pv to hub | Conversion | hub12 | 2609.6992 | 0 | 0 | 0 |  |  | 0 | 0 | 0 | 0 |  |  | 1 |  | 6893515.2621 | 6893515.2621
Solution 4 | stage0 | pv to hub | Conversion | hub13 | 83.6832 | 0 | 0 | 0 |  |  | 0 | 0 | 0 | 0 |  |  | 1 |  | 92192.2095 | 92192.2095
Solution 4 | stage0 | pv to hub | Conversion | hub14 | 89.0298 | 0 | 0 | 0 |  |  | 0 | 0 | 0 | 0 |  |  | 1 |  | 148206.1665 | 148206.1665
Solution 4 | stage0 | pv to hub | Conversion | hub2 | 176.1515 | 0 | 0 | 0 |  |  | 0 | 0 | 0 | 0 |  |  | 1 |  | 290703.5004 | 290703.5004
Solution 4 | stage0 | pv to hub | Conversion | hub3 | 108.9077 | 0 | 0 | 0 |  |  | 0 | 0 | 0 | 0 |  |  | 1 |  | 308937.911 | 308937.911
Solution 4 | stage0 | pv to hub | Conversion | hub4 | 343.6955 | 0 | 0 | 0 |  |  | 0 | 0 | 0 | 0 |  |  | 1 |  | 459069.35 | 459069.35
Solution 4 | stage0 | pv to hub | Conversion | hub5 | 167.7494 | 0 | 0 | 0 |  |  | 0 | 0 | 0 | 0 |  |  | 1 |  | 240362.1479 | 240362.1479
Solution 4 | stage0 | pv to hub | Conversion | hub6 | 95.1792 | 0 | 0 | 0 |  |  | 0 | 0 | 0 | 0 |  |  | 1 |  | 90970.4802 | 90970.4802
Solution 4 | stage0 | pv to hub | Conversion | hub7 | 119.7296 | 0 | 0 | 0 |  |  | 0 | 0 | 0 | 0 |  |  | 1 |  | 260601.1756 | 260601.1756
Solution 4 | stage0 | pv to hub | Conversion | hub8 | 123.8028 | 0 | 0 | 0 |  |  | 0 | 0 | 0 | 0 |  |  | 1 |  | 287182.0064 | 287182.0064
Solution 4 | stage0 | pv to hub | Conversion | hub9 | 863.499 | 0 | 0 | 0 |  |  | 0 | 0 | 0 | 0 |  |  | 1 |  | 1423839.6118 | 1423839.6118
Solution 4 | stage0 | Pump DHW gas | Conversion | hub1 | 0 | 0 | 0 | 0 |  |  | 0 | 0 | 0 | 0 |  |  | 20 |  | 0 | 0
Solution 4 | stage0 | Pump DHW gas | Conversion | hub10 | 0 | 0 | 0 | 0 |  |  | 0 | 0 | 0 | 0 |  |  | 20 |  | 0 | 0
Solution 4 | stage0 | Pump DHW gas | Conversion | hub11 | 0 | 0 | 0 | 0 |  |  | 0 | 0 | 0 | 0 |  |  | 20 |  | 0 | 0
Solution 4 | stage0 | Pump DHW gas | Conversion | hub12 | 0 | 0 | 0 | 0 |  |  | 0 | 0 | 0 | 0 |  |  | 20 |  | 0 | 0
Solution 4 | stage0 | Pump DHW gas | Conversion | hub13 | 0 | 0 | 0 | 0 |  |  | 0 | 0 | 0 | 0 |  |  | 20 |  | 0 | 0
Solution 4 | stage0 | Pump DHW gas | Conversion | hub14 | 0 | 0 | 0 | 0 |  |  | 0 | 0 | 0 | 0 |  |  | 20 |  | 0 | 0
Solution 4 | stage0 | Pump DHW gas | Conversion | hub2 | 0 | 0 | 0 | 0 |  |  | 0 | 0 | 0 | 0 |  |  | 20 |  | 0 | 0
Solution 4 | stage0 | Pump DHW gas | Conversion | hub3 | 0 | 0 | 0 | 0 |  |  | 0 | 0 | 0 | 0 |  |  | 20 |  | 0 | 0
Solution 4 | stage0 | Pump DHW gas | Conversion | hub4 | 0 | 0 | 0 | 0 |  |  | 0 | 0 | 0 | 0 |  |  | 20 |  | 0 | 0
Solution 4 | stage0 | Pump DHW gas | Conversion | hub5 | 0 | 0 | 0 | 0 |  |  | 0 | 0 | 0 | 0 |  |  | 20 |  | 0 | 0
Solution 4 | stage0 | Pump DHW gas | Conversion | hub6 | 0 | 0 | 0 | 0 |  |  | 0 | 0 | 0 | 0 |  |  | 20 |  | 0 | 0
Solution 4 | stage0 | Pump DHW gas | Conversion | hub7 | 0 | 0 | 0 | 0 |  |  | 0 | 0 | 0 | 0 |  |  | 20 |  | 0 | 0
Solution 4 | stage0 | Pump DHW gas | Conversion | hub8 | 0 | 0 | 0 | 0 |  |  | 0 | 0 | 0 | 0 |  |  | 20 |  | 0 | 0
Solution 4 | stage0 | Pump DHW gas | Conversion | hub9 | 0 | 0 | 0 | 0 |  |  | 0 | 0 | 0 | 0 |  |  | 20 |  | 0 | 0
Solution 4 | stage0 | Pump cooling | Conversion | hub1 | 2746.524 | 171158.67 | 10408.7516 | 128799.7209 |  |  | 42358.9491 | 0 | 0 | 0 |  |  | 20 |  | 2915759.2446 | 2915759.2446
Solution 4 | stage0 | Pump cooling | Conversion | hub10 | 43.5653 | 63401.8789 | 3855.6879 | 47710.9591 |  |  | 15690.9198 | 0 | 0 | 0 |  |  | 20 |  | 40014.3655 | 40014.3655
Solution 4 | stage0 | Pump cooling | Conversion | hub11 | 266.7618 | 72299.8815 | 4396.8062 | 54406.8527 |  |  | 17893.0287 | 0 | 0 | 0 |  |  | 20 |  | 591631.3513 | 591631.3513
Solution 4 | stage0 | Pump cooling | Conversion | hub12 | 4679.9342 | 248236.4561 | 15096.1187 | 186802.0256 |  |  | 61434.4304 | 0 | 0 | 0 |  |  | 20 |  | 9316474.1294 | 9316474.1294
Solution 4 | stage0 | Pump cooling | Conversion | hub13 | 151.9881 | 67724.2879 | 4118.5485 | 50963.6432 |  |  | 16760.6448 | 0 | 0 | 0 |  |  | 20 |  | 69305.2051 | 69305.2051
Solution 4 | stage0 | Pump cooling | Conversion | hub14 | 103.6616 | 65797.6909 | 4001.3855 | 49513.8471 |  |  | 16283.8437 | 0 | 0 | 0 |  |  | 20 |  | 51168.3584 | 51168.3584
Solution 4 | stage0 | Pump cooling | Conversion | hub2 | 326.6423 | 74687.0943 | 4541.9809 | 56203.2698 |  |  | 18483.8245 | 0 | 0 | 0 |  |  | 20 |  | 228167.1925 | 228167.1925
Solution 4 | stage0 | Pump cooling | Conversion | hub3 | 100.4378 | 65669.1709 | 3993.5697 | 49417.1337 |  |  | 16252.0372 | 0 | 0 | 0 |  |  | 20 |  | 131512.0532 | 131512.0532
Solution 4 | stage0 | Pump cooling | Conversion | hub4 | 748.031 | 91486.2748 | 5563.5973 | 68844.9301 |  |  | 22641.3448 | 0 | 0 | 0 |  |  | 20 |  | 811707.9698 | 811707.9698
Solution 4 | stage0 | Pump cooling | Conversion | hub5 | 380.9923 | 76853.8252 | 4673.7473 | 57833.7705 |  |  | 19020.0547 | 0 | 0 | 0 |  |  | 20 |  | 422192.8759 | 422192.8759
Solution 4 | stage0 | Pump cooling | Conversion | hub6 | 127.8045 | 66760.1774 | 4059.9176 | 50238.1341 |  |  | 16522.0433 | 0 | 0 | 0 |  |  | 20 |  | 33799.1386 | 33799.1386
Solution 4 | stage0 | Pump cooling | Conversion | hub7 | 264.3832 | 72205.0571 | 4391.0396 | 54335.4958 |  |  | 17869.5612 | 0 | 0 | 0 |  |  | 20 |  | 292649.0271 | 292649.0271
Solution 4 | stage0 | Pump cooling | Conversion | hub8 | 267.1967 | 72317.22 | 4397.8606 | 54419.9003 |  |  | 17897.3197 | 0 | 0 | 0 |  |  | 20 |  | 309788.5739 | 309788.5739
Solution 4 | stage0 | Pump cooling | Conversion | hub9 | 1086.2268 | 104968.8674 | 6383.5204 | 78990.8032 |  |  | 25978.0642 | 0 | 0 | 0 |  |  | 20 |  | 1693852.2019 | 1693852.2019
Solution 4 | stage0 | Pump DHW | Conversion | hub1 | 0 | 0 | 0 | 0 |  |  | 0 | 0 | 0 | 0 |  |  | 20 |  | 0 | 0
Solution 4 | stage0 | Pump DHW | Conversion | hub10 | 0 | 0 | 0 | 0 |  |  | 0 | 0 | 0 | 0 |  |  | 20 |  | 0 | 0
Solution 4 | stage0 | Pump DHW | Conversion | hub11 | 34.8297 | 8790.9289 | 534.6068 | 6615.3189 |  |  | 2175.61 | 0 | 0 | 0 |  |  | 20 |  | 157809.6407 | 157809.6407
Solution 4 | stage0 | Pump DHW | Conversion | hub12 | 554.1475 | 11551.3616 | 702.4783 | 8692.59 |  |  | 2858.7716 | 0 | 0 | 0 |  |  | 20 |  | 3432842.9357 | 3432842.9357
Solution 4 | stage0 | Pump DHW | Conversion | hub13 | 0 | 0 | 0 | 0 |  |  | 0 | 0 | 0 | 0 |  |  | 20 |  | 0 | 0
Solution 4 | stage0 | Pump DHW | Conversion | hub14 | 0 | 0 | 0 | 0 |  |  | 0 | 0 | 0 | 0 |  |  | 20 |  | 0 | 0
Solution 4 | stage0 | Pump DHW | Conversion | hub2 | 0 | 0 | 0 | 0 |  |  | 0 | 0 | 0 | 0 |  |  | 20 |  | 0 | 0
Solution 4 | stage0 | Pump DHW | Conversion | hub3 | 0 | 0 | 0 | 0 |  |  | 0 | 0 | 0 | 0 |  |  | 20 |  | 0 | 0
Solution 4 | stage0 | Pump DHW | Conversion | hub4 | 94.6748 | 9109.0353 | 553.952 | 6854.6992 |  |  | 2254.3361 | 0 | 0 | 0 |  |  | 20 |  | 355179.512 | 355179.512
Solution 4 | stage0 | Pump DHW | Conversion | hub5 | 55.1879 | 8899.1428 | 541.1877 | 6696.7517 |  |  | 2202.3911 | 0 | 0 | 0 |  |  | 20 |  | 207041.9729 | 207041.9729
Solution 4 | stage0 | Pump DHW | Conversion | hub6 | 0 | 0 | 0 | 0 |  |  | 0 | 0 | 0 | 0 |  |  | 20 |  | 0 | 0
Solution 4 | stage0 | Pump DHW | Conversion | hub7 | 43.6957 | 8838.056 | 537.4728 | 6650.7829 |  |  | 2187.2732 | 0 | 0 | 0 |  |  | 20 |  | 163928.3722 | 163928.3722
Solution 4 | stage0 | Pump DHW | Conversion | hub8 | 43.6957 | 8838.056 | 537.4728 | 6650.7829 |  |  | 2187.2732 | 0 | 0 | 0 |  |  | 20 |  | 163928.3722 | 163928.3722
Solution 4 | stage0 | Pump DHW | Conversion | hub9 | 71.4402 | 8985.5316 | 546.4413 | 6761.7607 |  |  | 2223.7709 | 0 | 0 | 0 |  |  | 20 |  | 268013.5088 | 268013.5088
Solution 4 | stage0 | Pump SH | Conversion | hub1 | 2304.5377 | 203386.154 | 12368.6165 | 153051.434 |  |  | 50334.7201 | 0 | 0 | 0 |  |  | 20 |  | 769002.1132 | 769002.1132
Solution 4 | stage0 | Pump SH | Conversion | hub10 | 135.9123 | 93876.5701 | 5708.9594 | 70643.6666 |  |  | 23232.9034 | 0 | 0 | 0 |  |  | 20 |  | 51886.8028 | 51886.8028
Solution 4 | stage0 | Pump SH | Conversion | hub11 | 218.5355 | 98048.8117 | 5962.6879 | 73783.3473 |  |  | 24265.4645 | 0 | 0 | 0 |  |  | 20 |  | 358025.079 | 358025.079
Solution 4 | stage0 | Pump SH | Conversion | hub12 | 2153.8699 | 195777.846 | 11905.929 | 147326.0568 |  |  | 48451.7893 | 0 | 0 | 0 |  |  | 20 |  | 7345736.852 | 7345736.852
Solution 4 | stage0 | Pump SH | Conversion | hub13 | 140.401 | 94103.2358 | 5722.7437 | 70814.2363 |  |  | 23288.9995 | 0 | 0 | 0 |  |  | 20 |  | 72255.5737 | 72255.5737
Solution 4 | stage0 | Pump SH | Conversion | hub14 | 142.1925 | 94193.7038 | 5728.2454 | 70882.315 |  |  | 23311.3888 | 0 | 0 | 0 |  |  | 20 |  | 133678.2324 | 133678.2324
Solution 4 | stage0 | Pump SH | Conversion | hub2 | 279.8181 | 101143.4144 | 6150.8814 | 76112.0868 |  |  | 25031.3276 | 0 | 0 | 0 |  |  | 20 |  | 85065.6118 | 85065.6118
Solution 4 | stage0 | Pump SH | Conversion | hub3 | 58.7399 | 89979.5802 | 5471.9699 | 67711.1175 |  |  | 22268.4627 | 0 | 0 | 0 |  |  | 20 |  | 44423.8362 | 44423.8362
Solution 4 | stage0 | Pump SH | Conversion | hub4 | 273.5294 | 100825.8515 | 6131.5693 | 75873.1155 |  |  | 24952.736 | 0 | 0 | 0 |  |  | 20 |  | 263452.5887 | 263452.5887
Solution 4 | stage0 | Pump SH | Conversion | hub5 | 136.167 | 93889.4307 | 5709.7415 | 70653.3444 |  |  | 23236.0862 | 0 | 0 | 0 |  |  | 20 |  | 116315.6149 | 116315.6149
Solution 4 | stage0 | Pump SH | Conversion | hub6 | 115.1239 | 92826.813 | 5645.12 | 69853.7071 |  |  | 22973.1059 | 0 | 0 | 0 |  |  | 20 |  | 65178.3221 | 65178.3221
Solution 4 | stage0 | Pump SH | Conversion | hub7 | 104.0534 | 92267.7852 | 5611.1236 | 69433.0295 |  |  | 22834.7557 | 0 | 0 | 0 |  |  | 20 |  | 100816.5426 | 100816.5426
Solution 4 | stage0 | Pump SH | Conversion | hub8 | 100.9653 | 92111.8452 | 5601.6404 | 69315.682 |  |  | 22796.1631 | 0 | 0 | 0 |  |  | 20 |  | 97713.9953 | 97713.9953
Solution 4 | stage0 | Pump SH | Conversion | hub9 | 674.3585 | 121066.6146 | 7362.4802 | 91104.6234 |  |  | 29961.9912 | 0 | 0 | 0 |  |  | 20 |  | 577006.576 | 577006.576
Solution 4 | stage0 | HEX SC local | Conversion | hub1 | 2.8495 | 0 | 0 | 0 |  |  | 0 | 0 | 0 | 0 |  |  | 1 |  | 1453769.2333 | 1453.7692
Solution 4 | stage0 | HEX SC local | Conversion | hub10 | 0.23689 | 0 | 0 | 0 |  |  | 0 | 0 | 0 | 0 |  |  | 1 |  | 177793.5737 | 177.7936
Solution 4 | stage0 | HEX SC local | Conversion | hub11 | 0.34463 | 0 | 0 | 0 |  |  | 0 | 0 | 0 | 0 |  |  | 1 |  | 454119.1213 | 454.1191
Solution 4 | stage0 | HEX SC local | Conversion | hub12 | 5.1553 | 0 | 0 | 0 |  |  | 0 | 0 | 0 | 0 |  |  | 1 |  | 9773158.6482 | 9773.1586
Solution 4 | stage0 | HEX SC local | Conversion | hub13 | 0.19305 | 0 | 0 | 0 |  |  | 0 | 0 | 0 | 0 |  |  | 1 |  | 103330.9307 | 103.3309
Solution 4 | stage0 | HEX SC local | Conversion | hub14 | 1.0664 | 0 | 0 | 0 |  |  | 0 | 0 | 0 | 0 |  |  | 1 |  | 915773.5263 | 915.7735
Solution 4 | stage0 | HEX SC local | Conversion | hub2 | 0.40456 | 0 | 0 | 0 |  |  | 0 | 0 | 0 | 0 |  |  | 1 |  | 125756.6339 | 125.7566
Solution 4 | stage0 | HEX SC local | Conversion | hub3 | 0.1 | 0 | 0 | 0 |  |  | 0 | 0 | 0 | 0 |  |  | 1 |  | 83932.144 | 83.9321
Solution 4 | stage0 | HEX SC local | Conversion | hub4 | 0.51469 | 0 | 0 | 0 |  |  | 0 | 0 | 0 | 0 |  |  | 1 |  | 551893.8595 | 551.8939
Solution 4 | stage0 | HEX SC local | Conversion | hub5 | 0.242 | 0 | 0 | 0 |  |  | 0 | 0 | 0 | 0 |  |  | 1 |  | 279286.5518 | 279.2866
Solution 4 | stage0 | HEX SC local | Conversion | hub6 | 0.46814 | 0 | 0 | 0 |  |  | 0 | 0 | 0 | 0 |  |  | 1 |  | 483226.1376 | 483.2261
Solution 4 | stage0 | HEX SC local | Conversion | hub7 | 0.19017 | 0 | 0 | 0 |  |  | 0 | 0 | 0 | 0 |  |  | 1 |  | 231350.9959 | 231.351
Solution 4 | stage0 | HEX SC local | Conversion | hub8 | 0.18378 | 0 | 0 | 0 |  |  | 0 | 0 | 0 | 0 |  |  | 1 |  | 209090.0567 | 209.0901
Solution 4 | stage0 | HEX SC local | Conversion | hub9 | 0.94154 | 0 | 0 | 0 |  |  | 0 | 0 | 0 | 0 |  |  | 1 |  | 856056.5444 | 856.0565
Solution 4 | stage0 | cooling tower w2w | Conversion | hub1 | 636.7936 | 1376798.0716 | 83727.8597 | 1036063.247 |  |  | 340734.8247 | 0 | 0 | 0 |  |  | 20 |  | 1075533.525 | 1075533.525
Solution 4 | stage0 | cooling tower w2w | Conversion | hub10 | 16.7542 | 36223.8297 | 2202.8966 | 27259.029 |  |  | 8964.8007 | 0 | 0 | 0 |  |  | 20 |  | 13775.3783 | 13775.3783
Solution 4 | stage0 | cooling tower w2w | Conversion | hub11 | 180.6072 | 390486.965 | 23746.8649 | 293847.8788 |  |  | 96639.0862 | 0 | 0 | 0 |  |  | 20 |  | 282971.8369 | 282971.8369
Solution 4 | stage0 | cooling tower w2w | Conversion | hub12 | 1813.6726 | 3921303.2394 | 238468.0328 | 2950845.3347 |  |  | 970457.9047 | 0 | 0 | 0 |  |  | 20 |  | 2374553.4274 | 2374553.4274
Solution 4 | stage0 | cooling tower w2w | Conversion | hub13 | 54.6388 | 118133.3113 | 7184.0959 | 88897.2643 |  |  | 29236.047 | 0 | 0 | 0 |  |  | 20 |  | 9968.8673 | 9968.8673
Solution 4 | stage0 | cooling tower w2w | Conversion | hub14 | 47.4457 | 102581.2377 | 6238.3204 | 77194.0726 |  |  | 25387.1652 | 0 | 0 | 0 |  |  | 20 |  | 2244.1762 | 2244.1762
Solution 4 | stage0 | cooling tower w2w | Conversion | hub2 | 85.3917 | 184623.555 | 11227.5979 | 138932.2688 |  |  | 45691.2861 | 0 | 0 | 0 |  |  | 20 |  | 132531.0461 | 132531.0461
Solution 4 | stage0 | cooling tower w2w | Conversion | hub3 | 48.7004 | 105294.1596 | 6403.3026 | 79235.591 |  |  | 26058.5686 | 0 | 0 | 0 |  |  | 20 |  | 76584.1622 | 76584.1622
Solution 4 | stage0 | cooling tower w2w | Conversion | hub4 | 299.6511 | 647869.3659 | 39399.1803 | 487532.3787 |  |  | 160336.9872 | 0 | 0 | 0 |  |  | 20 |  | 485148.9203 | 485148.9203
Solution 4 | stage0 | cooling tower w2w | Conversion | hub5 | 154.3792 | 333779.9201 | 20298.3131 | 251174.8926 |  |  | 82605.0275 | 0 | 0 | 0 |  |  | 20 |  | 250775.349 | 250775.349
Solution 4 | stage0 | cooling tower w2w | Conversion | hub6 | 108.8097 | 235255.1329 | 14306.6795 | 177033.366 |  |  | 58221.7669 | 0 | 0 | 0 |  |  | 20 |  | 17402.3122 | 17402.3122
Solution 4 | stage0 | cooling tower w2w | Conversion | hub7 | 89.0428 | 192517.5556 | 11707.6594 | 144872.6344 |  |  | 47644.9211 | 0 | 0 | 0 |  |  | 20 |  | 142078.1388 | 142078.1388
Solution 4 | stage0 | cooling tower w2w | Conversion | hub8 | 103.7167 | 224243.6145 | 13637.0309 | 168747.0168 |  |  | 55496.5977 | 0 | 0 | 0 |  |  | 20 |  | 164248.6664 | 164248.6664
Solution 4 | stage0 | cooling tower w2w | Conversion | hub9 | 856.6379 | 1852118.6972 | 112633.7534 | 1393749.8539 |  |  | 458368.8433 | 0 | 0 | 0 |  |  | 20 |  | 1371764.7406 | 1371764.7406
Solution 4 | stage0 | Gas Boiler (Linearized cost) | Conversion | hub1 | 0 | 0 | 0 | 0 |  |  | 0 | 0 | 0 | 0 |  |  | 20 |  | -3.0621e-11 | -2.7559e-11
Solution 4 | stage0 | Gas Boiler (Linearized cost) | Conversion | hub10 | 0 | 0 | 0 | 0 |  |  | 0 | 0 | 0 | 0 |  |  | 20 |  | -1.6167e-12 | -1.455e-12
Solution 4 | stage0 | Gas Boiler (Linearized cost) | Conversion | hub11 | 0 | 0 | 0 | 0 |  |  | 0 | 0 | 0 | 0 |  |  | 20 |  | -1.1077e-11 | -9.9696e-12
Solution 4 | stage0 | Gas Boiler (Linearized cost) | Conversion | hub12 | 0 | 0 | 0 | 0 |  |  | 0 | 0 | 0 | 0 |  |  | 20 |  | -1.7412e-10 | -1.5671e-10
Solution 4 | stage0 | Gas Boiler (Linearized cost) | Conversion | hub13 | 0 | 0 | 0 | 0 |  |  | 0 | 0 | 0 | 0 |  |  | 20 |  | -2.6672e-12 | -2.4005e-12
Solution 4 | stage0 | Gas Boiler (Linearized cost) | Conversion | hub14 | 0 | 0 | 0 | 0 |  |  | 0 | 0 | 0 | 0 |  |  | 20 |  | -4.1213e-12 | -3.7091e-12
Solution 4 | stage0 | Gas Boiler (Linearized cost) | Conversion | hub2 | 0 | 0 | 0 | 0 |  |  | 0 | 0 | 0 | 0 |  |  | 20 |  | -2.6967e-12 | -2.427e-12
Solution 4 | stage0 | Gas Boiler (Linearized cost) | Conversion | hub3 | 0 | 0 | 0 | 0 |  |  | 0 | 0 | 0 | 0 |  |  | 20 |  | -1.8129e-12 | -1.6316e-12
Solution 4 | stage0 | Gas Boiler (Linearized cost) | Conversion | hub4 | 0 | 0 | 0 | 0 |  |  | 0 | 0 | 0 | 0 |  |  | 20 |  | -8.7689e-12 | -7.892e-12
Solution 4 | stage0 | Gas Boiler (Linearized cost) | Conversion | hub5 | 0 | 0 | 0 | 0 |  |  | 0 | 0 | 0 | 0 |  |  | 20 |  | -3.3652e-12 | -3.0287e-12
Solution 4 | stage0 | Gas Boiler (Linearized cost) | Conversion | hub6 | 0 | 0 | 0 | 0 |  |  | 0 | 0 | 0 | 0 |  |  | 20 |  | -2.2127e-12 | -1.9915e-12
Solution 4 | stage0 | Gas Boiler (Linearized cost) | Conversion | hub7 | 0 | 0 | 0 | 0 |  |  | 0 | 0 | 0 | 0 |  |  | 20 |  | -2.3346e-12 | -2.1011e-12
Solution 4 | stage0 | Gas Boiler (Linearized cost) | Conversion | hub8 | 0 | 0 | 0 | 0 |  |  | 0 | 0 | 0 | 0 |  |  | 20 |  | -3.149e-12 | -2.8341e-12
Solution 4 | stage0 | Gas Boiler (Linearized cost) | Conversion | hub9 | 0 | 0 | 0 | 0 |  |  | 0 | 0 | 0 | 0 |  |  | 20 |  | -2.1805e-11 | -1.9624e-11
Solution 4 | stage0 | rooftop to pv | Conversion | plant | 6584.7276 | 23698681.007 | 1441198.8805 | 23046546.6 |  |  | 3789711.2159 | 0 | 3137576.809 | 0 |  |  | 25 |  | 8694081.0803 | 8694081.0803
Solution 4 | stage0 | parking to pv | Conversion | plant | 5043.6508 | 20745471.77 | 1261603.9974 | 20174603.04 |  |  | 3317456.6561 | 0 | 2746587.926 | 0 |  |  | 25 |  | 6659335.2545 | 6659335.2545
Solution 4 | stage0 | battery | Storage | plant | 9564 | 9380120.644 | 570437.6276 | 7239948 |  |  | 0 | 5425681.9421 | 3285509.2981 | 0 |  |  | 15 |  | 3502843.587 | 3502843.587
Solution 4 | stage0 | Generic Hot Water Storage hub1 | Storage | hub1 | 37954.2524 | 2027599.7771 | 123305.3657 | 1873558.3653 |  |  | 154041.4118 | 0 | 0 | 0 |  |  | 20 |  | 2478008.4921 | 0
Solution 4 | stage0 | Individual Borehole hub2 | Storage | hub2 | 127196 | 141543.6714 | 8607.7609 | 190794 |  |  | 15686.8223 | 0 | 64937.1509 | 0 |  |  | 40 |  | 135921.6316 | 116057.8676
Solution 4 | stage0 | Individual Borehole hub13 | Storage | hub13 | 47963 | 53373.2123 | 3245.8099 | 71944.5 |  |  | 5915.1786 | 0 | 24486.4663 | 0 |  |  | 40 |  | 49577.352 | 42053.1068
Solution 4 | stage0 | Generic Hot Water Storage hub11 | Storage | hub11 | 633 | 48501.7926 | 2949.562 | 44817 |  |  | 3684.7926 | 0 | 0 | 0 |  |  | 20 |  | 105523.5286 | 74390.8528
Solution 4 | stage0 | Individual Borehole hub6 | Storage | hub6 | 42231 | 46994.6444 | 2857.9071 | 63346.5 |  |  | 5208.2628 | 0 | 21560.1184 | 0 |  |  | 40 |  | 42137.3265 | 41298.7937
Solution 4 | stage0 | Individual Borehole hub8 | Storage | hub8 | 165959 | 184679.1264 | 11230.9774 | 248938.5 |  |  | 20467.3837 | 0 | 84726.7573 | 0 |  |  | 40 |  | 248335.7867 | 223859.9632
Solution 4 | stage0 | Individual Borehole hub10 | Storage | hub10 | 33108 | 36842.5727 | 2240.5245 | 49662 |  |  | 4083.1419 | 0 | 16902.5692 | 0 |  |  | 40 |  | 39172.6026 | 37094.0875
Solution 4 | stage0 | Individual Borehole hub12 | Storage | hub12 | 5452748 | 6067816.3707 | 369004.9315 | 8179122 |  |  | 672476.2481 | 0 | 2783781.8774 | 0 |  |  | 40 |  | 6662620.4015 | 5828053.8304
Solution 4 | stage0 | Individual Borehole hub14 | Storage | hub14 | 78564 | 87425.9961 | 5316.6777 | 117846 |  |  | 9689.1373 | 0 | 40109.1412 | 0 |  |  | 40 |  | 93210.5045 | 91355.6155
Solution 4 | stage0 | Generic Hot Water Storage hub2 | Storage | hub2 | 2839.9424 | 165533.1077 | 10066.6417 | 152957.1773 |  |  | 12575.9304 | 0 | 0 | 0 |  |  | 20 |  | 105201.3791 | 0
Solution 4 | stage0 | Generic Hot Water Storage hub6 | Storage | hub6 | 127.6219 | 21702.2425 | 1319.7885 | 20053.4733 |  |  | 1648.7692 | 0 | 0 | 0 |  |  | 20 |  | 2309.53 | 0
Solution 4 | stage0 | Generic Hot Water Storage hub8 | Storage | hub8 | 525 | 42774.6916 | 2601.2772 | 39525 |  |  | 3249.6916 | 0 | 0 | 0 |  |  | 20 |  | 108759.6855 | 82446.24
Solution 4 | stage0 | Generic Hot Water Storage hub10 | Storage | hub10 | 44.9022 | 17315.7238 | 1053.0291 | 16000.2085 |  |  | 1315.5153 | 0 | 0 | 0 |  |  | 20 |  | 1229.2959 | 0
Solution 4 | stage0 | Generic Hot Water Storage hub12 | Storage | hub12 | 11220 | 609916.7784 | 37091.152 | 563580 |  |  | 46336.7784 | 0 | 0 | 0 |  |  | 20 |  | 2066217.0084 | 1631446.5315
Solution 4 | stage0 | Generic Hot Water Storage hub14 | Storage | hub14 | 77.5567 | 19047.3503 | 1158.3353 | 17600.2793 |  |  | 1447.0709 | 0 | 0 | 0 |  |  | 20 |  | 768.2497 | 0
Solution 4 | stage0 | Individual Borehole hub5 | Storage | hub5 | 234832 | 261320.9805 | 15891.834 | 352248 |  |  | 28961.3498 | 0 | 119888.3693 | 0 |  |  | 40 |  | 361497.176 | 327068.9955
Solution 4 | stage0 | Generic Hot Water Storage hub5 | Storage | hub5 | 664 | 50145.6827 | 3049.5327 | 46336 |  |  | 3809.6827 | 0 | 0 | 0 |  |  | 20 |  | 137746.671 | 102464.017
Solution 4 | stage0 | Individual Borehole hub9 | Storage | hub9 | 953698 | 1061274.8539 | 64539.8 | 1430547 |  |  | 117617.622 | 0 | 486889.768 | 0 |  |  | 40 |  | 1350943.5549 | 1208745.1329
Solution 4 | stage0 | Individual Borehole hub4 | Storage | hub4 | 445601 | 495864.6617 | 30155.2477 | 668401.5 |  |  | 54955.0591 | 0 | 227491.8974 | 0 |  |  | 40 |  | 671970.2522 | 606357.8242
Solution 4 | stage0 | Individual Borehole hub11 | Storage | hub11 | 296553.9247 | 330005.1202 | 20068.7544 | 444830.887 |  |  | 36573.3884 | 0 | 151399.1553 | 0 |  |  | 40 |  | 440587.3132 | 396786.9063
Solution 4 | stage0 | Generic Hot Water Storage hub9 | Storage | hub9 | 859 | 60486.2817 | 3678.3803 | 55891 |  |  | 4595.2817 | 0 | 0 | 0 |  |  | 20 |  | 182383.3634 | 139739.2569
Solution 4 | stage0 | Individual Borehole hub1 | Storage | hub1 | 1420304 | 1580513.8735 | 96116.5233 | 2130456 |  |  | 175163.1847 | 0 | 725105.3112 | 0 |  |  | 40 |  | 1526726.1876 | 1305104.6966
Solution 4 | stage0 | Generic Hot Water Storage hub3 | Storage | hub3 | 812.0422 | 57996.1696 | 3526.948 | 53590.0674 |  |  | 4406.1022 | 0 | 0 | 0 |  |  | 20 |  | 64492.2578 | 0
Solution 4 | stage0 | Individual Borehole hub3 | Storage | hub3 | 82981 | 92341.2324 | 5615.5902 | 124471.5 |  |  | 10233.8769 | 0 | 42364.1445 | 0 |  |  | 40 |  | 96360.1553 | 83557.367
Solution 4 | stage0 | Generic Hot Water Storage hub7 | Storage | hub7 | 525 | 42774.6916 | 2601.2772 | 39525 |  |  | 3249.6916 | 0 | 0 | 0 |  |  | 20 |  | 107663.3825 | 81062.7283
Solution 4 | stage0 | Generic Hot Water Storage hub13 | Storage | hub13 | 1774.7258 | 109046.0437 | 6631.4676 | 100761.5653 |  |  | 8284.4784 | 0 | 0 | 0 |  |  | 20 |  | 34764.9907 | 0
Solution 4 | stage0 | Generic Hot Water Storage hub4 | Storage | hub4 | 1139 | 75334.3214 | 4581.341 | 69611 |  |  | 5723.3214 | 0 | 0 | 0 |  |  | 20 |  | 237397.7136 | 176731.2893
Solution 4 | stage0 | Individual Borehole hub7 | Storage | hub7 | 162423 | 180744.2666 | 10991.6849 | 243634.5 |  |  | 20031.2961 | 0 | 82921.5295 | 0 |  |  | 40 |  | 242631.4859 | 218668.7673
Solution 4 | stage0 | pv_loop | Network | hub5_to_hub6_pv_loop | 4052.8507 | 0 | 0 | 0 |  |  | 0 | 0 | 0 | 0 |  |  | 20 | 350 | 9765998.6554 | 0
Solution 4 | stage0 | pv_loop | Network | hub3_to_hub4_pv_loop | 4521.5823 | 0 | 0 | 0 |  |  | 0 | 0 | 0 | 0 |  |  | 20 | 499 | 10465430.1532 | 0
Solution 4 | stage0 | pv_loop | Network | hub1_to_hub2_pv_loop | 4800.3834 | 0 | 0 | 0 |  |  | 0 | 0 | 0 | 0 |  |  | 20 | 528 | 11065071.5646 | 0
Solution 4 | stage0 | pv_loop | Network | hub12_to_hub13_pv_loop | 144.7981 | 0 | 0 | 0 |  |  | 0 | 0 | 0 | 0 |  |  | 20 | 316 | 240398.376 | 0
Solution 4 | stage0 | pv_loop | Network | hub10_to_hub11_pv_loop | 2914.8156 | 0 | 0 | 0 |  |  | 0 | 0 | 0 | 0 |  |  | 20 | 159 | 7628132.0146 | 0
Solution 4 | stage0 | pv_loop | Network | plant_to_hub1_pv_loop | 6839.9984 | 0 | 0 | 0 |  |  | 0 | 0 | 0 | 0 |  |  | 20 | 104 | 13573588.2571 | 0
Solution 4 | stage0 | pv_loop | Network | hub2_to_hub3_pv_loop | 4624.232 | 0 | 0 | 0 |  |  | 0 | 0 | 0 | 0 |  |  | 20 | 121 | 10774368.0642 | 0
Solution 4 | stage0 | pv_loop | Network | hub4_to_hub5_pv_loop | 4205.6989 | 0 | 0 | 0 |  |  | 0 | 0 | 0 | 0 |  |  | 20 | 132 | 10006360.8032 | 0
Solution 4 | stage0 | pv_loop | Network | hub6_to_hub7_pv_loop | 3957.9649 | 0 | 0 | 0 |  |  | 0 | 0 | 0 | 0 |  |  | 20 | 161 | 9675028.1751 | 0
Solution 4 | stage0 | pv_loop | Network | hub7_to_hub8_pv_loop | 3843.4676 | 0 | 0 | 0 |  |  | 0 | 0 | 0 | 0 |  |  | 20 | 199 | 9414426.9995 | 0
Solution 4 | stage0 | pv_loop | Network | hub9_to_hub10_pv_loop | 2955.0211 | 0 | 0 | 0 |  |  | 0 | 0 | 0 | 0 |  |  | 20 | 837 | 7703405.3813 | 0
Solution 4 | stage0 | pv_loop | Network | hub11_to_hub12_pv_loop | 2716.1454 | 0 | 0 | 0 |  |  | 0 | 0 | 0 | 0 |  |  | 20 | 653 | 7133913.6381 | 0
Solution 4 | stage0 | pv_loop | Network | hub13_to_hub14_pv_loop | 89.0298 | 0 | 0 | 0 |  |  | 0 | 0 | 0 | 0 |  |  | 20 | 423 | 148206.1665 | 0
Solution 4 | stage0 | pv_loop | Network | hub8_to_hub9_pv_loop | 3725.8803 | 0 | 0 | 0 |  |  | 0 | 0 | 0 | 0 |  |  | 20 | 1395 | 9127244.9931 | 0

## Capacity Planning
Solution | Install Stage | Phaseout Stage | Name | Type | Hub or Link | Capacity (kW or KWh) | Investment (USD) | Replacement Years | Replacement cost (USD) | Salvage revenue (USD) | Embodied CO2 emissions (kg-CO2)
Solution 1 | stage0 | stage0 | HEX SC local | Conversion | hub1 | 3018.9372 | 0 |  | 0 | 0 | 0
Solution 1 | stage0 | stage0 | HEX SC local | Conversion | hub10 | 3018.6921 | 0 |  | 0 | 0 | 0
Solution 1 | stage0 | stage0 | HEX SC local | Conversion | hub11 | 1867.6648 | 0 |  | 0 | 0 | 0
Solution 1 | stage0 | stage0 | HEX SC local | Conversion | hub12 | 1881.7992 | 0 |  | 0 | 0 | 0
Solution 1 | stage0 | stage0 | HEX SC local | Conversion | hub13 | 3018.7621 | 0 |  | 0 | 0 | 0
Solution 1 | stage0 | stage0 | HEX SC local | Conversion | hub14 | 3018.6869 | 0 |  | 0 | 0 | 0
Solution 1 | stage0 | stage0 | HEX SC local | Conversion | hub2 | 3018.7076 | 0 |  | 0 | 0 | 0
Solution 1 | stage0 | stage0 | HEX SC local | Conversion | hub3 | 3018.66 | 0 |  | 0 | 0 | 0
Solution 1 | stage0 | stage0 | HEX SC local | Conversion | hub4 | 1868.2754 | 0 |  | 0 | 0 | 0
Solution 1 | stage0 | stage0 | HEX SC local | Conversion | hub5 | 1867.5713 | 0 |  | 0 | 0 | 0
Solution 1 | stage0 | stage0 | HEX SC local | Conversion | hub6 | 3018.7094 | 0 |  | 0 | 0 | 0
Solution 1 | stage0 | stage0 | HEX SC local | Conversion | hub7 | 1867.3764 | 0 |  | 0 | 0 | 0
Solution 1 | stage0 | stage0 | HEX SC local | Conversion | hub8 | 1867.372 | 0 |  | 0 | 0 | 0
Solution 1 | stage0 | stage0 | HEX SC local | Conversion | hub9 | 1868.5226 | 0 |  | 0 | 0 | 0
Solution 1 | stage0 | stage0 | Pump DHW | Conversion | hub11 | 34.8297 | 6615.3189 |  | 0 | 0 | 0
Solution 1 | stage0 | stage0 | Pump DHW | Conversion | hub12 | 554.1475 | 8692.59 |  | 0 | 0 | 0
Solution 1 | stage0 | stage0 | Pump DHW | Conversion | hub4 | 94.6748 | 6854.6992 |  | 0 | 0 | 0
Solution 1 | stage0 | stage0 | Pump DHW | Conversion | hub5 | 55.1879 | 6696.7517 |  | 0 | 0 | 0
Solution 1 | stage0 | stage0 | Pump DHW | Conversion | hub7 | 43.6957 | 6650.7829 |  | 0 | 0 | 0
Solution 1 | stage0 | stage0 | Pump DHW | Conversion | hub8 | 43.6957 | 6650.7829 |  | 0 | 0 | 0
Solution 1 | stage0 | stage0 | Pump DHW | Conversion | hub9 | 71.4402 | 6761.7607 |  | 0 | 0 | 0
Solution 1 | stage0 | stage0 | Pump SH | Conversion | hub1 | 2304.5377 | 153051.434 |  | 0 | 0 | 0
Solution 1 | stage0 | stage0 | Pump SH | Conversion | hub10 | 135.9123 | 70643.6666 |  | 0 | 0 | 0
Solution 1 | stage0 | stage0 | Pump SH | Conversion | hub11 | 218.5355 | 73783.3473 |  | 0 | 0 | 0
Solution 1 | stage0 | stage0 | Pump SH | Conversion | hub12 | 2153.8699 | 147326.0568 |  | 0 | 0 | 0
Solution 1 | stage0 | stage0 | Pump SH | Conversion | hub13 | 140.401 | 70814.2363 |  | 0 | 0 | 0
Solution 1 | stage0 | stage0 | Pump SH | Conversion | hub14 | 142.1925 | 70882.315 |  | 0 | 0 | 0
Solution 1 | stage0 | stage0 | Pump SH | Conversion | hub2 | 279.8181 | 76112.0868 |  | 0 | 0 | 0
Solution 1 | stage0 | stage0 | Pump SH | Conversion | hub3 | 58.7399 | 67711.1175 |  | 0 | 0 | 0
Solution 1 | stage0 | stage0 | Pump SH | Conversion | hub4 | 273.5294 | 75873.1155 |  | 0 | 0 | 0
Solution 1 | stage0 | stage0 | Pump SH | Conversion | hub5 | 136.167 | 70653.3444 |  | 0 | 0 | 0
Solution 1 | stage0 | stage0 | Pump SH | Conversion | hub6 | 115.1239 | 69853.7071 |  | 0 | 0 | 0
Solution 1 | stage0 | stage0 | Pump SH | Conversion | hub7 | 104.0534 | 69433.0295 |  | 0 | 0 | 0
Solution 1 | stage0 | stage0 | Pump SH | Conversion | hub8 | 100.9653 | 69315.682 |  | 0 | 0 | 0
Solution 1 | stage0 | stage0 | Pump SH | Conversion | hub9 | 674.3585 | 91104.6234 |  | 0 | 0 | 0
Solution 1 | stage0 | stage0 | Pump cooling | Conversion | hub1 | 2746.524 | 128799.7209 |  | 0 | 0 | 0
Solution 1 | stage0 | stage0 | Pump cooling | Conversion | hub10 | 43.5653 | 47710.9591 |  | 0 | 0 | 0
Solution 1 | stage0 | stage0 | Pump cooling | Conversion | hub11 | 266.7618 | 54406.8527 |  | 0 | 0 | 0
Solution 1 | stage0 | stage0 | Pump cooling | Conversion | hub12 | 4679.9342 | 186802.0256 |  | 0 | 0 | 0
Solution 1 | stage0 | stage0 | Pump cooling | Conversion | hub13 | 151.9881 | 50963.6432 |  | 0 | 0 | 0
Solution 1 | stage0 | stage0 | Pump cooling | Conversion | hub14 | 103.6616 | 49513.8471 |  | 0 | 0 | 0
Solution 1 | stage0 | stage0 | Pump cooling | Conversion | hub2 | 326.6423 | 56203.2698 |  | 0 | 0 | 0
Solution 1 | stage0 | stage0 | Pump cooling | Conversion | hub3 | 100.4378 | 49417.1337 |  | 0 | 0 | 0
Solution 1 | stage0 | stage0 | Pump cooling | Conversion | hub4 | 748.031 | 68844.9301 |  | 0 | 0 | 0
Solution 1 | stage0 | stage0 | Pump cooling | Conversion | hub5 | 380.9923 | 57833.7705 |  | 0 | 0 | 0
Solution 1 | stage0 | stage0 | Pump cooling | Conversion | hub6 | 127.8045 | 50238.1341 |  | 0 | 0 | 0
Solution 1 | stage0 | stage0 | Pump cooling | Conversion | hub7 | 264.3832 | 54335.4958 |  | 0 | 0 | 0
Solution 1 | stage0 | stage0 | Pump cooling | Conversion | hub8 | 267.1967 | 54419.9003 |  | 0 | 0 | 0
Solution 1 | stage0 | stage0 | Pump cooling | Conversion | hub9 | 1086.2268 | 78990.8032 |  | 0 | 0 | 0
Solution 1 | stage0 | stage0 | cooling tower w2w | Conversion | hub1 | 1454.0718 | 2365774.7824 |  | 0 | 0 | 0
Solution 1 | stage0 | stage0 | cooling tower w2w | Conversion | hub10 | 6.5449 | 10648.5059 |  | 0 | 0 | 0
Solution 1 | stage0 | stage0 | cooling tower w2w | Conversion | hub11 | 82.7136 | 134574.9736 |  | 0 | 0 | 0
Solution 1 | stage0 | stage0 | cooling tower w2w | Conversion | hub12 | 781.2115 | 1271031.1305 |  | 0 | 0 | 0
Solution 1 | stage0 | stage0 | cooling tower w2w | Conversion | hub13 | 65.8172 | 107084.6455 |  | 0 | 0 | 0
Solution 1 | stage0 | stage0 | cooling tower w2w | Conversion | hub14 | 0.1 | 162.7 |  | 0 | 0 | 0
Solution 1 | stage0 | stage0 | cooling tower w2w | Conversion | hub2 | 71.0456 | 115591.2703 |  | 0 | 0 | 0
Solution 1 | stage0 | stage0 | cooling tower w2w | Conversion | hub3 | 24.1735 | 39330.3523 |  | 0 | 0 | 0
Solution 1 | stage0 | stage0 | cooling tower w2w | Conversion | hub4 | 107.7606 | 175326.5075 |  | 0 | 0 | 0
Solution 1 | stage0 | stage0 | cooling tower w2w | Conversion | hub5 | 40.3618 | 65668.711 |  | 0 | 0 | 0
Solution 1 | stage0 | stage0 | cooling tower w2w | Conversion | hub6 | 0.1 | 162.7 |  | 0 | 0 | 0
Solution 1 | stage0 | stage0 | cooling tower w2w | Conversion | hub7 | 22.7668 | 37041.6211 |  | 0 | 0 | 0
Solution 1 | stage0 | stage0 | cooling tower w2w | Conversion | hub8 | 25.6401 | 41716.3746 |  | 0 | 0 | 0
Solution 1 | stage0 | stage0 | cooling tower w2w | Conversion | hub9 | 196.9867 | 320497.3921 |  | 0 | 0 | 0
Solution 1 | stage0 | stage0 | local W2WHP | Conversion | hub1 | 3533.3118 | 7898956.3475 |  | 0 | 0 | 0
Solution 1 | stage0 | stage0 | local W2WHP | Conversion | hub10 | 56.5857 | 145857.0444 |  | 0 | 0 | 0
Solution 1 | stage0 | stage0 | local W2WHP | Conversion | hub11 | 322.8573 | 739642.8883 |  | 0 | 0 | 0
Solution 1 | stage0 | stage0 | local W2WHP | Conversion | hub12 | 5632.0233 | 12579082.9784 |  | 0 | 0 | 0
Solution 1 | stage0 | stage0 | local W2WHP | Conversion | hub13 | 217.5807 | 504875.8987 |  | 0 | 0 | 0
Solution 1 | stage0 | stage0 | local W2WHP | Conversion | hub14 | 146.5513 | 346480.3656 |  | 0 | 0 | 0
Solution 1 | stage0 | stage0 | local W2WHP | Conversion | hub2 | 480.6915 | 1091613.0794 |  | 0 | 0 | 0
Solution 1 | stage0 | stage0 | local W2WHP | Conversion | hub3 | 128.507 | 306241.6267 |  | 0 | 0 | 0
Solution 1 | stage0 | stage0 | local W2WHP | Conversion | hub4 | 1030.1281 | 2316856.7624 |  | 0 | 0 | 0
Solution 1 | stage0 | stage0 | local W2WHP | Conversion | hub5 | 527.0662 | 1195028.5154 |  | 0 | 0 | 0
Solution 1 | stage0 | stage0 | local W2WHP | Conversion | hub6 | 199.2172 | 463925.3939 |  | 0 | 0 | 0
Solution 1 | stage0 | stage0 | local W2WHP | Conversion | hub7 | 368.1687 | 840687.2405 |  | 0 | 0 | 0
Solution 1 | stage0 | stage0 | local W2WHP | Conversion | hub8 | 370.1627 | 845133.8247 |  | 0 | 0 | 0
Solution 1 | stage0 | stage0 | local W2WHP | Conversion | hub9 | 1337.7748 | 3002908.8639 |  | 0 | 0 | 0
Solution 1 | stage0 | stage0 | pv to hub | Conversion | hub1 | 601304.3602 | 0 |  | 0 | 0 | 0
Solution 1 | stage0 | stage0 | pv to hub | Conversion | hub10 | 600028.8389 | 0 |  | 0 | 0 | 0
Solution 1 | stage0 | stage0 | pv to hub | Conversion | hub11 | 400269.7203 | 0 |  | 0 | 0 | 0
Solution 1 | stage0 | stage0 | pv to hub | Conversion | hub12 | 403684.7 | 0 |  | 0 | 0 | 0
Solution 1 | stage0 | stage0 | pv to hub | Conversion | hub13 | 600055.7746 | 0 |  | 0 | 0 | 0
Solution 1 | stage0 | stage0 | pv to hub | Conversion | hub14 | 1000000 | 0 |  | 0 | 0 | 0
Solution 1 | stage0 | stage0 | pv to hub | Conversion | hub2 | 600122.758 | 0 |  | 0 | 0 | 0
Solution 1 | stage0 | stage0 | pv to hub | Conversion | hub3 | 600079.3935 | 0 |  | 0 | 0 | 0
Solution 1 | stage0 | stage0 | pv to hub | Conversion | hub4 | 400553.9761 | 0 |  | 0 | 0 | 0
Solution 1 | stage0 | stage0 | pv to hub | Conversion | hub5 | 400322.9321 | 0 |  | 0 | 0 | 0
Solution 1 | stage0 | stage0 | pv to hub | Conversion | hub6 | 600055.5554 | 0 |  | 0 | 0 | 0
Solution 1 | stage0 | stage0 | pv to hub | Conversion | hub7 | 400217.4786 | 0 |  | 0 | 0 | 0
Solution 1 | stage0 | stage0 | pv to hub | Conversion | hub8 | 400218.1478 | 0 |  | 0 | 0 | 0
Solution 1 | stage0 | stage0 | pv to hub | Conversion | hub9 | 400750.4982 | 0 |  | 0 | 0 | 0
Solution 1 | stage0 | stage0 | Generic Hot Water Storage hub1 | Storage | hub1 | 8874.084 | 448630.118 |  | 0 | 0 | 0
Solution 1 | stage0 | stage0 | Individual Borehole hub2 | Storage | hub2 | 127196 | 190794 |  | 0 | 64937.1509 | 0
Solution 1 | stage0 | stage0 | Individual Borehole hub13 | Storage | hub13 | 47963 | 71944.5 |  | 0 | 24486.4663 | 0
Solution 1 | stage0 | stage0 | Generic Hot Water Storage hub11 | Storage | hub11 | 94.5179 | 18431.3767 |  | 0 | 0 | 0
Solution 1 | stage0 | stage0 | Individual Borehole hub6 | Storage | hub6 | 42231 | 63346.5 |  | 0 | 21560.1184 | 0
Solution 1 | stage0 | stage0 | Individual Borehole hub8 | Storage | hub8 | 165959 | 248938.5 |  | 0 | 84726.7573 | 0
Solution 1 | stage0 | stage0 | Individual Borehole hub10 | Storage | hub10 | 33108 | 49662 |  | 0 | 16902.5692 | 0
Solution 1 | stage0 | stage0 | Individual Borehole hub12 | Storage | hub12 | 4866292.2099 | 7299438.3149 |  | 0 | 2484379.631 | 0
Solution 1 | stage0 | stage0 | Individual Borehole hub14 | Storage | hub14 | 78564 | 117846 |  | 0 | 40109.1412 | 0
Solution 1 | stage0 | stage0 | Generic Hot Water Storage hub2 | Storage | hub2 | 1823.1518 | 103134.4359 |  | 0 | 0 | 0
Solution 1 | stage0 | stage0 | Generic Hot Water Storage hub6 | Storage | hub6 | 1551.3287 | 89815.1039 |  | 0 | 0 | 0
Solution 1 | stage0 | stage0 | Generic Hot Water Storage hub8 | Storage | hub8 | 426.2431 | 34685.9132 |  | 0 | 0 | 0
Solution 1 | stage0 | stage0 | Generic Hot Water Storage hub10 | Storage | hub10 | 142.3993 | 20777.5649 |  | 0 | 0 | 0
Solution 1 | stage0 | stage0 | Generic Hot Water Storage hub12 | Storage | hub12 | 2027.5341 | 113149.1689 |  | 0 | 0 | 0
Solution 1 | stage0 | stage0 | Generic Hot Water Storage hub14 | Storage | hub14 | 440.2015 | 35369.8713 |  | 0 | 0 | 0
Solution 1 | stage0 | stage0 | Individual Borehole hub5 | Storage | hub5 | 234832 | 352248 |  | 0 | 119888.3693 | 0
Solution 1 | stage0 | stage0 | Generic Hot Water Storage hub5 | Storage | hub5 | 664 | 46336 |  | 0 | 0 | 0
Solution 1 | stage0 | stage0 | Individual Borehole hub9 | Storage | hub9 | 953698 | 1430547 |  | 0 | 486889.768 | 0
Solution 1 | stage0 | stage0 | Individual Borehole hub4 | Storage | hub4 | 445601 | 668401.5 |  | 0 | 227491.8974 | 0
Solution 1 | stage0 | stage0 | Individual Borehole hub11 | Storage | hub11 | 213118.2568 | 319677.3853 |  | 0 | 108802.8901 | 0
Solution 1 | stage0 | stage0 | Generic Hot Water Storage hub9 | Storage | hub9 | 573.3836 | 41895.7957 |  | 0 | 0 | 0
Solution 1 | stage0 | stage0 | Individual Borehole hub1 | Storage | hub1 | 1420304 | 2130456 |  | 0 | 725105.3112 | 0
Solution 1 | stage0 | stage0 | Generic Hot Water Storage hub3 | Storage | hub3 | 285.5335 | 27791.1437 |  | 0 | 0 | 0
Solution 1 | stage0 | stage0 | Individual Borehole hub3 | Storage | hub3 | 82981 | 124471.5 |  | 0 | 42364.1445 | 0
Solution 1 | stage0 | stage0 | Generic Hot Water Storage hub7 | Storage | hub7 | 496.5627 | 38131.572 |  | 0 | 0 | 0
Solution 1 | stage0 | stage0 | Generic Hot Water Storage hub13 | Storage | hub13 | 781.6728 | 52101.9662 |  | 0 | 0 | 0
Solution 1 | stage0 | stage0 | Generic Hot Water Storage hub4 | Storage | hub4 | 1139 | 69611 |  | 0 | 0 | 0
Solution 1 | stage0 | stage0 | Individual Borehole hub7 | Storage | hub7 | 162423 | 243634.5 |  | 0 | 82921.5295 | 0
Solution 1 | stage0 | stage0 | pv_loop | Network | hub5_to_hub6_pv_loop | 1000000 | 0 |  | 0 | 0 | 0
Solution 1 | stage0 | stage0 | pv_loop | Network | hub3_to_hub4_pv_loop | 1000000 | 0 |  | 0 | 0 | 0
Solution 1 | stage0 | stage0 | pv_loop | Network | hub1_to_hub2_pv_loop | 1000000 | 0 |  | 0 | 0 | 0
Solution 1 | stage0 | stage0 | pv_loop | Network | hub12_to_hub13_pv_loop | 1000000 | 0 |  | 0 | 0 | 0
Solution 1 | stage0 | stage0 | pv_loop | Network | hub10_to_hub11_pv_loop | 1000000 | 0 |  | 0 | 0 | 0
Solution 1 | stage0 | stage0 | pv_loop | Network | plant_to_hub1_pv_loop | 1000000 | 0 |  | 0 | 0 | 0
Solution 1 | stage0 | stage0 | pv_loop | Network | hub2_to_hub3_pv_loop | 1000000 | 0 |  | 0 | 0 | 0
Solution 1 | stage0 | stage0 | pv_loop | Network | hub4_to_hub5_pv_loop | 1000000 | 0 |  | 0 | 0 | 0
Solution 1 | stage0 | stage0 | pv_loop | Network | hub6_to_hub7_pv_loop | 1000000 | 0 |  | 0 | 0 | 0
Solution 1 | stage0 | stage0 | pv_loop | Network | hub7_to_hub8_pv_loop | 1000000 | 0 |  | 0 | 0 | 0
Solution 1 | stage0 | stage0 | pv_loop | Network | hub9_to_hub10_pv_loop | 1000000 | 0 |  | 0 | 0 | 0
Solution 1 | stage0 | stage0 | pv_loop | Network | hub11_to_hub12_pv_loop | 1000000 | 0 |  | 0 | 0 | 0
Solution 1 | stage0 | stage0 | pv_loop | Network | hub13_to_hub14_pv_loop | 1000000 | 0 |  | 0 | 0 | 0
Solution 1 | stage0 | stage0 | pv_loop | Network | hub8_to_hub9_pv_loop | 1000000 | 0 |  | 0 | 0 | 0
Solution 2 | stage0 | stage0 | HEX SC local | Conversion | hub1 | 2.8495 | 0 |  | 0 | 0 | 0
Solution 2 | stage0 | stage0 | HEX SC local | Conversion | hub10 | 0.18688 | 0 |  | 0 | 0 | 0
Solution 2 | stage0 | stage0 | HEX SC local | Conversion | hub11 | 0.333 | 0 |  | 0 | 0 | 0
Solution 2 | stage0 | stage0 | HEX SC local | Conversion | hub12 | 3.6909 | 0 |  | 0 | 0 | 0
Solution 2 | stage0 | stage0 | HEX SC local | Conversion | hub13 | 0.19305 | 0 |  | 0 | 0 | 0
Solution 2 | stage0 | stage0 | HEX SC local | Conversion | hub14 | 0.19551 | 0 |  | 0 | 0 | 0
Solution 2 | stage0 | stage0 | HEX SC local | Conversion | hub2 | 0.40456 | 0 |  | 0 | 0 | 0
Solution 2 | stage0 | stage0 | HEX SC local | Conversion | hub3 | 0.1 | 0 |  | 0 | 0 | 0
Solution 2 | stage0 | stage0 | HEX SC local | Conversion | hub4 | 0.55132 | 0 |  | 0 | 0 | 0
Solution 2 | stage0 | stage0 | HEX SC local | Conversion | hub5 | 0.30305 | 0 |  | 0 | 0 | 0
Solution 2 | stage0 | stage0 | HEX SC local | Conversion | hub6 | 0.1583 | 0 |  | 0 | 0 | 0
Solution 2 | stage0 | stage0 | HEX SC local | Conversion | hub7 | 0.21307 | 0 |  | 0 | 0 | 0
Solution 2 | stage0 | stage0 | HEX SC local | Conversion | hub8 | 0.20215 | 0 |  | 0 | 0 | 0
Solution 2 | stage0 | stage0 | HEX SC local | Conversion | hub9 | 0.94154 | 0 |  | 0 | 0 | 0
Solution 2 | stage0 | stage0 | Pump DHW | Conversion | hub11 | 34.8297 | 6615.3189 |  | 0 | 0 | 0
Solution 2 | stage0 | stage0 | Pump DHW | Conversion | hub12 | 554.1475 | 8692.59 |  | 0 | 0 | 0
Solution 2 | stage0 | stage0 | Pump DHW | Conversion | hub4 | 94.6748 | 6854.6992 |  | 0 | 0 | 0
Solution 2 | stage0 | stage0 | Pump DHW | Conversion | hub5 | 55.1879 | 6696.7517 |  | 0 | 0 | 0
Solution 2 | stage0 | stage0 | Pump DHW | Conversion | hub7 | 43.6957 | 6650.7829 |  | 0 | 0 | 0
Solution 2 | stage0 | stage0 | Pump DHW | Conversion | hub8 | 43.6957 | 6650.7829 |  | 0 | 0 | 0
Solution 2 | stage0 | stage0 | Pump DHW | Conversion | hub9 | 71.4402 | 6761.7607 |  | 0 | 0 | 0
Solution 2 | stage0 | stage0 | Pump SH | Conversion | hub1 | 2304.5377 | 153051.434 |  | 0 | 0 | 0
Solution 2 | stage0 | stage0 | Pump SH | Conversion | hub10 | 135.9123 | 70643.6666 |  | 0 | 0 | 0
Solution 2 | stage0 | stage0 | Pump SH | Conversion | hub11 | 218.5355 | 73783.3473 |  | 0 | 0 | 0
Solution 2 | stage0 | stage0 | Pump SH | Conversion | hub12 | 2153.8699 | 147326.0568 |  | 0 | 0 | 0
Solution 2 | stage0 | stage0 | Pump SH | Conversion | hub13 | 140.401 | 70814.2363 |  | 0 | 0 | 0
Solution 2 | stage0 | stage0 | Pump SH | Conversion | hub14 | 142.1925 | 70882.315 |  | 0 | 0 | 0
Solution 2 | stage0 | stage0 | Pump SH | Conversion | hub2 | 279.8181 | 76112.0868 |  | 0 | 0 | 0
Solution 2 | stage0 | stage0 | Pump SH | Conversion | hub3 | 58.7399 | 67711.1175 |  | 0 | 0 | 0
Solution 2 | stage0 | stage0 | Pump SH | Conversion | hub4 | 273.5294 | 75873.1155 |  | 0 | 0 | 0
Solution 2 | stage0 | stage0 | Pump SH | Conversion | hub5 | 136.167 | 70653.3444 |  | 0 | 0 | 0
Solution 2 | stage0 | stage0 | Pump SH | Conversion | hub6 | 115.1239 | 69853.7071 |  | 0 | 0 | 0
Solution 2 | stage0 | stage0 | Pump SH | Conversion | hub7 | 104.0534 | 69433.0295 |  | 0 | 0 | 0
Solution 2 | stage0 | stage0 | Pump SH | Conversion | hub8 | 100.9653 | 69315.682 |  | 0 | 0 | 0
Solution 2 | stage0 | stage0 | Pump SH | Conversion | hub9 | 674.3585 | 91104.6234 |  | 0 | 0 | 0
Solution 2 | stage0 | stage0 | Pump cooling | Conversion | hub1 | 2746.524 | 128799.7209 |  | 0 | 0 | 0
Solution 2 | stage0 | stage0 | Pump cooling | Conversion | hub10 | 43.5653 | 47710.9591 |  | 0 | 0 | 0
Solution 2 | stage0 | stage0 | Pump cooling | Conversion | hub11 | 266.7618 | 54406.8527 |  | 0 | 0 | 0
Solution 2 | stage0 | stage0 | Pump cooling | Conversion | hub12 | 4679.9342 | 186802.0256 |  | 0 | 0 | 0
Solution 2 | stage0 | stage0 | Pump cooling | Conversion | hub13 | 151.9881 | 50963.6432 |  | 0 | 0 | 0
Solution 2 | stage0 | stage0 | Pump cooling | Conversion | hub14 | 103.6616 | 49513.8471 |  | 0 | 0 | 0
Solution 2 | stage0 | stage0 | Pump cooling | Conversion | hub2 | 326.6423 | 56203.2698 |  | 0 | 0 | 0
Solution 2 | stage0 | stage0 | Pump cooling | Conversion | hub3 | 100.4378 | 49417.1337 |  | 0 | 0 | 0
Solution 2 | stage0 | stage0 | Pump cooling | Conversion | hub4 | 748.031 | 68844.9301 |  | 0 | 0 | 0
Solution 2 | stage0 | stage0 | Pump cooling | Conversion | hub5 | 380.9923 | 57833.7705 |  | 0 | 0 | 0
Solution 2 | stage0 | stage0 | Pump cooling | Conversion | hub6 | 127.8045 | 50238.1341 |  | 0 | 0 | 0
Solution 2 | stage0 | stage0 | Pump cooling | Conversion | hub7 | 264.3832 | 54335.4958 |  | 0 | 0 | 0
Solution 2 | stage0 | stage0 | Pump cooling | Conversion | hub8 | 267.1967 | 54419.9003 |  | 0 | 0 | 0
Solution 2 | stage0 | stage0 | Pump cooling | Conversion | hub9 | 1086.2268 | 78990.8032 |  | 0 | 0 | 0
Solution 2 | stage0 | stage0 | cooling tower w2w | Conversion | hub1 | 1454.0718 | 2365774.7824 |  | 0 | 0 | 0
Solution 2 | stage0 | stage0 | cooling tower w2w | Conversion | hub10 | 6.5449 | 10648.5059 |  | 0 | 0 | 0
Solution 2 | stage0 | stage0 | cooling tower w2w | Conversion | hub11 | 82.5793 | 134356.5062 |  | 0 | 0 | 0
Solution 2 | stage0 | stage0 | cooling tower w2w | Conversion | hub12 | 776.0414 | 1262619.3764 |  | 0 | 0 | 0
Solution 2 | stage0 | stage0 | cooling tower w2w | Conversion | hub13 | 66.6086 | 108372.146 |  | 0 | 0 | 0
Solution 2 | stage0 | stage0 | cooling tower w2w | Conversion | hub14 | 0.1 | 162.7 |  | 0 | 0 | 0
Solution 2 | stage0 | stage0 | cooling tower w2w | Conversion | hub2 | 70.4728 | 114659.1957 |  | 0 | 0 | 0
Solution 2 | stage0 | stage0 | cooling tower w2w | Conversion | hub3 | 24.1735 | 39330.3523 |  | 0 | 0 | 0
Solution 2 | stage0 | stage0 | cooling tower w2w | Conversion | hub4 | 107.7606 | 175326.5075 |  | 0 | 0 | 0
Solution 2 | stage0 | stage0 | cooling tower w2w | Conversion | hub5 | 40.3618 | 65668.711 |  | 0 | 0 | 0
Solution 2 | stage0 | stage0 | cooling tower w2w | Conversion | hub6 | 0.1 | 162.7 |  | 0 | 0 | 0
Solution 2 | stage0 | stage0 | cooling tower w2w | Conversion | hub7 | 24.5799 | 39991.4823 |  | 0 | 0 | 0
Solution 2 | stage0 | stage0 | cooling tower w2w | Conversion | hub8 | 25.6109 | 41669.0023 |  | 0 | 0 | 0
Solution 2 | stage0 | stage0 | cooling tower w2w | Conversion | hub9 | 196.388 | 319523.2769 |  | 0 | 0 | 0
Solution 2 | stage0 | stage0 | local W2WHP | Conversion | hub1 | 3533.3118 | 7898956.3475 |  | 0 | 0 | 0
Solution 2 | stage0 | stage0 | local W2WHP | Conversion | hub10 | 56.5857 | 145857.0444 |  | 0 | 0 | 0
Solution 2 | stage0 | stage0 | local W2WHP | Conversion | hub11 | 322.805 | 739526.0657 |  | 0 | 0 | 0
Solution 2 | stage0 | stage0 | local W2WHP | Conversion | hub12 | 5632.2016 | 12579480.6262 |  | 0 | 0 | 0
Solution 2 | stage0 | stage0 | local W2WHP | Conversion | hub13 | 217.3433 | 504346.4962 |  | 0 | 0 | 0
Solution 2 | stage0 | stage0 | local W2WHP | Conversion | hub14 | 146.5513 | 346480.3656 |  | 0 | 0 | 0
Solution 2 | stage0 | stage0 | local W2WHP | Conversion | hub2 | 480.8634 | 1091996.3356 |  | 0 | 0 | 0
Solution 2 | stage0 | stage0 | local W2WHP | Conversion | hub3 | 128.507 | 306241.6267 |  | 0 | 0 | 0
Solution 2 | stage0 | stage0 | local W2WHP | Conversion | hub4 | 1030.1281 | 2316856.7624 |  | 0 | 0 | 0
Solution 2 | stage0 | stage0 | local W2WHP | Conversion | hub5 | 527.0662 | 1195028.5154 |  | 0 | 0 | 0
Solution 2 | stage0 | stage0 | local W2WHP | Conversion | hub6 | 199.2172 | 463925.3939 |  | 0 | 0 | 0
Solution 2 | stage0 | stage0 | local W2WHP | Conversion | hub7 | 367.4168 | 839010.5365 |  | 0 | 0 | 0
Solution 2 | stage0 | stage0 | local W2WHP | Conversion | hub8 | 370.1748 | 845160.7512 |  | 0 | 0 | 0
Solution 2 | stage0 | stage0 | local W2WHP | Conversion | hub9 | 1338.0231 | 3003462.5519 |  | 0 | 0 | 0
Solution 2 | stage0 | stage0 | pv to hub | Conversion | hub1 | 971.7561 | 0 |  | 0 | 0 | 0
Solution 2 | stage0 | stage0 | pv to hub | Conversion | hub10 | 21.1236 | 0 |  | 0 | 0 | 0
Solution 2 | stage0 | stage0 | pv to hub | Conversion | hub11 | 112.305 | 0 |  | 0 | 0 | 0
Solution 2 | stage0 | stage0 | pv to hub | Conversion | hub12 | 1633.5071 | 0 |  | 0 | 0 | 0
Solution 2 | stage0 | stage0 | pv to hub | Conversion | hub13 | 20.5665 | 0 |  | 0 | 0 | 0
Solution 2 | stage0 | stage0 | pv to hub | Conversion | hub14 | 28.6223 | 0 |  | 0 | 0 | 0
Solution 2 | stage0 | stage0 | pv to hub | Conversion | hub2 | 86.5081 | 0 |  | 0 | 0 | 0
Solution 2 | stage0 | stage0 | pv to hub | Conversion | hub3 | 68.6929 | 0 |  | 0 | 0 | 0
Solution 2 | stage0 | stage0 | pv to hub | Conversion | hub4 | 190.4952 | 0 |  | 0 | 0 | 0
Solution 2 | stage0 | stage0 | pv to hub | Conversion | hub5 | 101.2927 | 0 |  | 0 | 0 | 0
Solution 2 | stage0 | stage0 | pv to hub | Conversion | hub6 | 98.8258 | 0 |  | 0 | 0 | 0
Solution 2 | stage0 | stage0 | pv to hub | Conversion | hub7 | 69.0909 | 0 |  | 0 | 0 | 0
Solution 2 | stage0 | stage0 | pv to hub | Conversion | hub8 | 71.7913 | 0 |  | 0 | 0 | 0
Solution 2 | stage0 | stage0 | pv to hub | Conversion | hub9 | 314.5881 | 0 |  | 0 | 0 | 0
Solution 2 | stage0 | stage0 | rooftop to pv | Conversion | plant | 3405.0309 | 11917608.1694 |  | 0 | 1622473.495 | 0
Solution 2 | stage0 | stage0 | Generic Hot Water Storage hub1 | Storage | hub1 | 8874.084 | 448630.118 |  | 0 | 0 | 0
Solution 2 | stage0 | stage0 | Individual Borehole hub2 | Storage | hub2 | 127196 | 190794 |  | 0 | 64937.1509 | 0
Solution 2 | stage0 | stage0 | Individual Borehole hub13 | Storage | hub13 | 47963 | 71944.5 |  | 0 | 24486.4663 | 0
Solution 2 | stage0 | stage0 | Generic Hot Water Storage hub11 | Storage | hub11 | 95.9903 | 18503.524 |  | 0 | 0 | 0
Solution 2 | stage0 | stage0 | Individual Borehole hub6 | Storage | hub6 | 42231 | 63346.5 |  | 0 | 21560.1184 | 0
Solution 2 | stage0 | stage0 | Individual Borehole hub8 | Storage | hub8 | 165959 | 248938.5 |  | 0 | 84726.7573 | 0
Solution 2 | stage0 | stage0 | Individual Borehole hub10 | Storage | hub10 | 33108 | 49662 |  | 0 | 16902.5692 | 0
Solution 2 | stage0 | stage0 | Individual Borehole hub12 | Storage | hub12 | 4879540.2689 | 7319310.4033 |  | 0 | 2491143.1393 | 0
Solution 2 | stage0 | stage0 | Individual Borehole hub14 | Storage | hub14 | 78564 | 117846 |  | 0 | 40109.1412 | 0
Solution 2 | stage0 | stage0 | Generic Hot Water Storage hub2 | Storage | hub2 | 1838.8461 | 103903.4574 |  | 0 | 0 | 0
Solution 2 | stage0 | stage0 | Generic Hot Water Storage hub6 | Storage | hub6 | 1551.3287 | 89815.1039 |  | 0 | 0 | 0
Solution 2 | stage0 | stage0 | Generic Hot Water Storage hub8 | Storage | hub8 | 426.5926 | 34703.0394 |  | 0 | 0 | 0
Solution 2 | stage0 | stage0 | Generic Hot Water Storage hub10 | Storage | hub10 | 142.3993 | 20777.5649 |  | 0 | 0 | 0
Solution 2 | stage0 | stage0 | Generic Hot Water Storage hub12 | Storage | hub12 | 2028.4428 | 113193.6962 |  | 0 | 0 | 0
Solution 2 | stage0 | stage0 | Generic Hot Water Storage hub14 | Storage | hub14 | 440.2015 | 35369.8713 |  | 0 | 0 | 0
Solution 2 | stage0 | stage0 | Individual Borehole hub5 | Storage | hub5 | 234832 | 352248 |  | 0 | 119888.3693 | 0
Solution 2 | stage0 | stage0 | Generic Hot Water Storage hub5 | Storage | hub5 | 664 | 46336 |  | 0 | 0 | 0
Solution 2 | stage0 | stage0 | Individual Borehole hub9 | Storage | hub9 | 953698 | 1430547 |  | 0 | 486889.768 | 0
Solution 2 | stage0 | stage0 | Individual Borehole hub4 | Storage | hub4 | 445601 | 668401.5 |  | 0 | 227491.8974 | 0
Solution 2 | stage0 | stage0 | Individual Borehole hub11 | Storage | hub11 | 213352.7966 | 320029.195 |  | 0 | 108922.6293 | 0
Solution 2 | stage0 | stage0 | Generic Hot Water Storage hub9 | Storage | hub9 | 577.0293 | 42074.4337 |  | 0 | 0 | 0
Solution 2 | stage0 | stage0 | Individual Borehole hub1 | Storage | hub1 | 1420304 | 2130456 |  | 0 | 725105.3112 | 0
Solution 2 | stage0 | stage0 | Generic Hot Water Storage hub3 | Storage | hub3 | 285.5335 | 27791.1437 |  | 0 | 0 | 0
Solution 2 | stage0 | stage0 | Individual Borehole hub3 | Storage | hub3 | 82981 | 124471.5 |  | 0 | 42364.1445 | 0
Solution 2 | stage0 | stage0 | Generic Hot Water Storage hub7 | Storage | hub7 | 472.0079 | 36928.3848 |  | 0 | 0 | 0
Solution 2 | stage0 | stage0 | Generic Hot Water Storage hub13 | Storage | hub13 | 762.2199 | 51148.7756 |  | 0 | 0 | 0
Solution 2 | stage0 | stage0 | Generic Hot Water Storage hub4 | Storage | hub4 | 1139 | 69611 |  | 0 | 0 | 0
Solution 2 | stage0 | stage0 | Individual Borehole hub7 | Storage | hub7 | 162423 | 243634.5 |  | 0 | 82921.5295 | 0
Solution 2 | stage0 | stage0 | pv_loop | Network | hub5_to_hub6_pv_loop | 2139.7176 | 0 |  | 0 | 0 | 0
Solution 2 | stage0 | stage0 | pv_loop | Network | hub3_to_hub4_pv_loop | 2383.4354 | 0 |  | 0 | 0 | 0
Solution 2 | stage0 | stage0 | pv_loop | Network | hub1_to_hub2_pv_loop | 2495.0934 | 0 |  | 0 | 0 | 0
Solution 2 | stage0 | stage0 | pv_loop | Network | hub12_to_hub13_pv_loop | 37.6548 | 0 |  | 0 | 0 | 0
Solution 2 | stage0 | stage0 | pv_loop | Network | hub10_to_hub11_pv_loop | 1732.9889 | 0 |  | 0 | 0 | 0
Solution 2 | stage0 | stage0 | pv_loop | Network | plant_to_hub1_pv_loop | 3405.0309 | 0 |  | 0 | 0 | 0
Solution 2 | stage0 | stage0 | pv_loop | Network | hub2_to_hub3_pv_loop | 2421.95 | 0 |  | 0 | 0 | 0
Solution 2 | stage0 | stage0 | pv_loop | Network | hub4_to_hub5_pv_loop | 2223.8241 | 0 |  | 0 | 0 | 0
Solution 2 | stage0 | stage0 | pv_loop | Network | hub6_to_hub7_pv_loop | 2133.465 | 0 |  | 0 | 0 | 0
Solution 2 | stage0 | stage0 | pv_loop | Network | hub7_to_hub8_pv_loop | 2073.9534 | 0 |  | 0 | 0 | 0
Solution 2 | stage0 | stage0 | pv_loop | Network | hub9_to_hub10_pv_loop | 1734.4761 | 0 |  | 0 | 0 | 0
Solution 2 | stage0 | stage0 | pv_loop | Network | hub11_to_hub12_pv_loop | 1643.9023 | 0 |  | 0 | 0 | 0
Solution 2 | stage0 | stage0 | pv_loop | Network | hub13_to_hub14_pv_loop | 28.6223 | 0 |  | 0 | 0 | 0
Solution 2 | stage0 | stage0 | pv_loop | Network | hub8_to_hub9_pv_loop | 2009.5996 | 0 |  | 0 | 0 | 0
Solution 3 | stage0 | stage0 | HEX SC local | Conversion | hub1 | 2.8495 | 0 |  | 0 | 0 | 0
Solution 3 | stage0 | stage0 | HEX SC local | Conversion | hub10 | 0.18688 | 0 |  | 0 | 0 | 0
Solution 3 | stage0 | stage0 | HEX SC local | Conversion | hub11 | 0.3248 | 0 |  | 0 | 0 | 0
Solution 3 | stage0 | stage0 | HEX SC local | Conversion | hub12 | 3.7527 | 0 |  | 0 | 0 | 0
Solution 3 | stage0 | stage0 | HEX SC local | Conversion | hub13 | 0.19305 | 0 |  | 0 | 0 | 0
Solution 3 | stage0 | stage0 | HEX SC local | Conversion | hub14 | 0.19551 | 0 |  | 0 | 0 | 0
Solution 3 | stage0 | stage0 | HEX SC local | Conversion | hub2 | 0.40456 | 0 |  | 0 | 0 | 0
Solution 3 | stage0 | stage0 | HEX SC local | Conversion | hub3 | 0.1 | 0 |  | 0 | 0 | 0
Solution 3 | stage0 | stage0 | HEX SC local | Conversion | hub4 | 0.65428 | 0 |  | 0 | 0 | 0
Solution 3 | stage0 | stage0 | HEX SC local | Conversion | hub5 | 0.34886 | 0 |  | 0 | 0 | 0
Solution 3 | stage0 | stage0 | HEX SC local | Conversion | hub6 | 0.1583 | 0 |  | 0 | 0 | 0
Solution 3 | stage0 | stage0 | HEX SC local | Conversion | hub7 | 0.24758 | 0 |  | 0 | 0 | 0
Solution 3 | stage0 | stage0 | HEX SC local | Conversion | hub8 | 0.26634 | 0 |  | 0 | 0 | 0
Solution 3 | stage0 | stage0 | HEX SC local | Conversion | hub9 | 0.94154 | 0 |  | 0 | 0 | 0
Solution 3 | stage0 | stage0 | Pump DHW | Conversion | hub11 | 34.8297 | 6615.3189 |  | 0 | 0 | 0
Solution 3 | stage0 | stage0 | Pump DHW | Conversion | hub12 | 554.1475 | 8692.59 |  | 0 | 0 | 0
Solution 3 | stage0 | stage0 | Pump DHW | Conversion | hub4 | 94.6748 | 6854.6992 |  | 0 | 0 | 0
Solution 3 | stage0 | stage0 | Pump DHW | Conversion | hub5 | 55.1879 | 6696.7517 |  | 0 | 0 | 0
Solution 3 | stage0 | stage0 | Pump DHW | Conversion | hub7 | 43.6957 | 6650.7829 |  | 0 | 0 | 0
Solution 3 | stage0 | stage0 | Pump DHW | Conversion | hub8 | 43.6957 | 6650.7829 |  | 0 | 0 | 0
Solution 3 | stage0 | stage0 | Pump DHW | Conversion | hub9 | 71.4402 | 6761.7607 |  | 0 | 0 | 0
Solution 3 | stage0 | stage0 | Pump SH | Conversion | hub1 | 2304.5377 | 153051.434 |  | 0 | 0 | 0
Solution 3 | stage0 | stage0 | Pump SH | Conversion | hub10 | 135.9123 | 70643.6666 |  | 0 | 0 | 0
Solution 3 | stage0 | stage0 | Pump SH | Conversion | hub11 | 218.5355 | 73783.3473 |  | 0 | 0 | 0
Solution 3 | stage0 | stage0 | Pump SH | Conversion | hub12 | 2153.8699 | 147326.0568 |  | 0 | 0 | 0
Solution 3 | stage0 | stage0 | Pump SH | Conversion | hub13 | 140.401 | 70814.2363 |  | 0 | 0 | 0
Solution 3 | stage0 | stage0 | Pump SH | Conversion | hub14 | 142.1925 | 70882.315 |  | 0 | 0 | 0
Solution 3 | stage0 | stage0 | Pump SH | Conversion | hub2 | 279.8181 | 76112.0868 |  | 0 | 0 | 0
Solution 3 | stage0 | stage0 | Pump SH | Conversion | hub3 | 58.7399 | 67711.1175 |  | 0 | 0 | 0
Solution 3 | stage0 | stage0 | Pump SH | Conversion | hub4 | 273.5294 | 75873.1155 |  | 0 | 0 | 0
Solution 3 | stage0 | stage0 | Pump SH | Conversion | hub5 | 136.167 | 70653.3444 |  | 0 | 0 | 0
Solution 3 | stage0 | stage0 | Pump SH | Conversion | hub6 | 115.1239 | 69853.7071 |  | 0 | 0 | 0
Solution 3 | stage0 | stage0 | Pump SH | Conversion | hub7 | 104.0534 | 69433.0295 |  | 0 | 0 | 0
Solution 3 | stage0 | stage0 | Pump SH | Conversion | hub8 | 100.9653 | 69315.682 |  | 0 | 0 | 0
Solution 3 | stage0 | stage0 | Pump SH | Conversion | hub9 | 674.3585 | 91104.6234 |  | 0 | 0 | 0
Solution 3 | stage0 | stage0 | Pump cooling | Conversion | hub1 | 2746.524 | 128799.7209 |  | 0 | 0 | 0
Solution 3 | stage0 | stage0 | Pump cooling | Conversion | hub10 | 43.5653 | 47710.9591 |  | 0 | 0 | 0
Solution 3 | stage0 | stage0 | Pump cooling | Conversion | hub11 | 266.7618 | 54406.8527 |  | 0 | 0 | 0
Solution 3 | stage0 | stage0 | Pump cooling | Conversion | hub12 | 4679.9342 | 186802.0256 |  | 0 | 0 | 0
Solution 3 | stage0 | stage0 | Pump cooling | Conversion | hub13 | 151.9881 | 50963.6432 |  | 0 | 0 | 0
Solution 3 | stage0 | stage0 | Pump cooling | Conversion | hub14 | 103.6616 | 49513.8471 |  | 0 | 0 | 0
Solution 3 | stage0 | stage0 | Pump cooling | Conversion | hub2 | 326.6423 | 56203.2698 |  | 0 | 0 | 0
Solution 3 | stage0 | stage0 | Pump cooling | Conversion | hub3 | 100.4378 | 49417.1337 |  | 0 | 0 | 0
Solution 3 | stage0 | stage0 | Pump cooling | Conversion | hub4 | 748.031 | 68844.9301 |  | 0 | 0 | 0
Solution 3 | stage0 | stage0 | Pump cooling | Conversion | hub5 | 380.9923 | 57833.7705 |  | 0 | 0 | 0
Solution 3 | stage0 | stage0 | Pump cooling | Conversion | hub6 | 127.8045 | 50238.1341 |  | 0 | 0 | 0
Solution 3 | stage0 | stage0 | Pump cooling | Conversion | hub7 | 264.3832 | 54335.4958 |  | 0 | 0 | 0
Solution 3 | stage0 | stage0 | Pump cooling | Conversion | hub8 | 267.1967 | 54419.9003 |  | 0 | 0 | 0
Solution 3 | stage0 | stage0 | Pump cooling | Conversion | hub9 | 1086.2268 | 78990.8032 |  | 0 | 0 | 0
Solution 3 | stage0 | stage0 | cooling tower w2w | Conversion | hub1 | 1515.7904 | 2466190.969 |  | 0 | 0 | 0
Solution 3 | stage0 | stage0 | cooling tower w2w | Conversion | hub10 | 6.8428 | 11133.2465 |  | 0 | 0 | 0
Solution 3 | stage0 | stage0 | cooling tower w2w | Conversion | hub11 | 79.6362 | 129568.1344 |  | 0 | 0 | 0
Solution 3 | stage0 | stage0 | cooling tower w2w | Conversion | hub12 | 720.8201 | 1172774.2289 |  | 0 | 0 | 0
Solution 3 | stage0 | stage0 | cooling tower w2w | Conversion | hub13 | 65.8172 | 107084.6455 |  | 0 | 0 | 0
Solution 3 | stage0 | stage0 | cooling tower w2w | Conversion | hub14 | 0.1 | 162.7 |  | 0 | 0 | 0
Solution 3 | stage0 | stage0 | cooling tower w2w | Conversion | hub2 | 85.2711 | 138736.1315 |  | 0 | 0 | 0
Solution 3 | stage0 | stage0 | cooling tower w2w | Conversion | hub3 | 24.3607 | 39634.8815 |  | 0 | 0 | 0
Solution 3 | stage0 | stage0 | cooling tower w2w | Conversion | hub4 | 107.7606 | 175326.5075 |  | 0 | 0 | 0
Solution 3 | stage0 | stage0 | cooling tower w2w | Conversion | hub5 | 40.3618 | 65668.711 |  | 0 | 0 | 0
Solution 3 | stage0 | stage0 | cooling tower w2w | Conversion | hub6 | 2.8349 | 4612.3577 |  | 0 | 0 | 0
Solution 3 | stage0 | stage0 | cooling tower w2w | Conversion | hub7 | 22.3281 | 36327.8297 |  | 0 | 0 | 0
Solution 3 | stage0 | stage0 | cooling tower w2w | Conversion | hub8 | 25.1018 | 40840.5704 |  | 0 | 0 | 0
Solution 3 | stage0 | stage0 | cooling tower w2w | Conversion | hub9 | 196.0846 | 319029.6906 |  | 0 | 0 | 0
Solution 3 | stage0 | stage0 | local W2WHP | Conversion | hub1 | 3514.7962 | 7857666.594 |  | 0 | 0 | 0
Solution 3 | stage0 | stage0 | local W2WHP | Conversion | hub10 | 56.4621 | 145581.5173 |  | 0 | 0 | 0
Solution 3 | stage0 | stage0 | local W2WHP | Conversion | hub11 | 323.0234 | 740013.0724 |  | 0 | 0 | 0
Solution 3 | stage0 | stage0 | local W2WHP | Conversion | hub12 | 5649.7274 | 12618563.073 |  | 0 | 0 | 0
Solution 3 | stage0 | stage0 | local W2WHP | Conversion | hub13 | 217.5807 | 504875.8987 |  | 0 | 0 | 0
Solution 3 | stage0 | stage0 | local W2WHP | Conversion | hub14 | 146.5513 | 346480.3656 |  | 0 | 0 | 0
Solution 3 | stage0 | stage0 | local W2WHP | Conversion | hub2 | 476.4239 | 1082096.2311 |  | 0 | 0 | 0
Solution 3 | stage0 | stage0 | local W2WHP | Conversion | hub3 | 128.4509 | 306116.4085 |  | 0 | 0 | 0
Solution 3 | stage0 | stage0 | local W2WHP | Conversion | hub4 | 1030.1281 | 2316856.7624 |  | 0 | 0 | 0
Solution 3 | stage0 | stage0 | local W2WHP | Conversion | hub5 | 527.0662 | 1195028.5154 |  | 0 | 0 | 0
Solution 3 | stage0 | stage0 | local W2WHP | Conversion | hub6 | 198.0831 | 461396.2041 |  | 0 | 0 | 0
Solution 3 | stage0 | stage0 | local W2WHP | Conversion | hub7 | 368.3507 | 841092.9602 |  | 0 | 0 | 0
Solution 3 | stage0 | stage0 | local W2WHP | Conversion | hub8 | 370.3859 | 845631.6327 |  | 0 | 0 | 0
Solution 3 | stage0 | stage0 | local W2WHP | Conversion | hub9 | 1338.1489 | 3003743.1068 |  | 0 | 0 | 0
Solution 3 | stage0 | stage0 | parking to pv | Conversion | plant | 602.1176 | 2408470.305 |  | 0 | 327891.2327 | 0
Solution 3 | stage0 | stage0 | pv to hub | Conversion | hub1 | 1368.3144 | 0 |  | 0 | 0 | 0
Solution 3 | stage0 | stage0 | pv to hub | Conversion | hub10 | 25.8859 | 0 |  | 0 | 0 | 0
Solution 3 | stage0 | stage0 | pv to hub | Conversion | hub11 | 149.1083 | 0 |  | 0 | 0 | 0
Solution 3 | stage0 | stage0 | pv to hub | Conversion | hub12 | 2250.9117 | 0 |  | 0 | 0 | 0
Solution 3 | stage0 | stage0 | pv to hub | Conversion | hub13 | 45.774 | 0 |  | 0 | 0 | 0
Solution 3 | stage0 | stage0 | pv to hub | Conversion | hub14 | 39.511 | 0 |  | 0 | 0 | 0
Solution 3 | stage0 | stage0 | pv to hub | Conversion | hub2 | 123.623 | 0 |  | 0 | 0 | 0
Solution 3 | stage0 | stage0 | pv to hub | Conversion | hub3 | 104.2237 | 0 |  | 0 | 0 | 0
Solution 3 | stage0 | stage0 | pv to hub | Conversion | hub4 | 270.2164 | 0 |  | 0 | 0 | 0
Solution 3 | stage0 | stage0 | pv to hub | Conversion | hub5 | 129.4306 | 0 |  | 0 | 0 | 0
Solution 3 | stage0 | stage0 | pv to hub | Conversion | hub6 | 96.9364 | 0 |  | 0 | 0 | 0
Solution 3 | stage0 | stage0 | pv to hub | Conversion | hub7 | 92.3079 | 0 |  | 0 | 0 | 0
Solution 3 | stage0 | stage0 | pv to hub | Conversion | hub8 | 92.566 | 0 |  | 0 | 0 | 0
Solution 3 | stage0 | stage0 | pv to hub | Conversion | hub9 | 534.3533 | 0 |  | 0 | 0 | 0
Solution 3 | stage0 | stage0 | rooftop to pv | Conversion | plant | 6584.7276 | 23046546.6 |  | 0 | 3137576.809 | 0
Solution 3 | stage0 | stage0 | battery | Storage | plant | 3988.1168 | 3019004.3995 | 15 | 2262468.9643 | 1370032.9098 | 0
Solution 3 | stage0 | stage0 | Generic Hot Water Storage hub1 | Storage | hub1 | 7348.7921 | 373890.8105 |  | 0 | 0 | 0
Solution 3 | stage0 | stage0 | Individual Borehole hub2 | Storage | hub2 | 127196 | 190794 |  | 0 | 64937.1509 | 0
Solution 3 | stage0 | stage0 | Individual Borehole hub13 | Storage | hub13 | 47963 | 71944.5 |  | 0 | 24486.4663 | 0
Solution 3 | stage0 | stage0 | Generic Hot Water Storage hub11 | Storage | hub11 | 163.9299 | 21832.565 |  | 0 | 0 | 0
Solution 3 | stage0 | stage0 | Individual Borehole hub6 | Storage | hub6 | 42231 | 63346.5 |  | 0 | 21560.1184 | 0
Solution 3 | stage0 | stage0 | Individual Borehole hub8 | Storage | hub8 | 165959 | 248938.5 |  | 0 | 84726.7573 | 0
Solution 3 | stage0 | stage0 | Individual Borehole hub10 | Storage | hub10 | 33108 | 49662 |  | 0 | 16902.5692 | 0
Solution 3 | stage0 | stage0 | Individual Borehole hub12 | Storage | hub12 | 5020444.0372 | 7530666.0558 |  | 0 | 2563078.4931 | 0
Solution 3 | stage0 | stage0 | Individual Borehole hub14 | Storage | hub14 | 78564 | 117846 |  | 0 | 40109.1412 | 0
Solution 3 | stage0 | stage0 | Generic Hot Water Storage hub2 | Storage | hub2 | 1493.0948 | 86961.6429 |  | 0 | 0 | 0
Solution 3 | stage0 | stage0 | Generic Hot Water Storage hub6 | Storage | hub6 | 1507.1721 | 87651.4342 |  | 0 | 0 | 0
Solution 3 | stage0 | stage0 | Generic Hot Water Storage hub8 | Storage | hub8 | 432.7048 | 35002.5362 |  | 0 | 0 | 0
Solution 3 | stage0 | stage0 | Generic Hot Water Storage hub10 | Storage | hub10 | 137.0822 | 20517.0259 |  | 0 | 0 | 0
Solution 3 | stage0 | stage0 | Generic Hot Water Storage hub12 | Storage | hub12 | 2214.6055 | 122315.6694 |  | 0 | 0 | 0
Solution 3 | stage0 | stage0 | Generic Hot Water Storage hub14 | Storage | hub14 | 440.2015 | 35369.8713 |  | 0 | 0 | 0
Solution 3 | stage0 | stage0 | Individual Borehole hub5 | Storage | hub5 | 234832 | 352248 |  | 0 | 119888.3693 | 0
Solution 3 | stage0 | stage0 | Generic Hot Water Storage hub5 | Storage | hub5 | 664 | 46336 |  | 0 | 0 | 0
Solution 3 | stage0 | stage0 | Individual Borehole hub9 | Storage | hub9 | 953698 | 1430547 |  | 0 | 486889.768 | 0
Solution 3 | stage0 | stage0 | Individual Borehole hub4 | Storage | hub4 | 445601 | 668401.5 |  | 0 | 227491.8974 | 0
Solution 3 | stage0 | stage0 | Individual Borehole hub11 | Storage | hub11 | 218163.3597 | 327245.0395 |  | 0 | 111378.5576 | 0
Solution 3 | stage0 | stage0 | Generic Hot Water Storage hub9 | Storage | hub9 | 646.7744 | 45491.9453 |  | 0 | 0 | 0
Solution 3 | stage0 | stage0 | Individual Borehole hub1 | Storage | hub1 | 1420304 | 2130456 |  | 0 | 725105.3112 | 0
Solution 3 | stage0 | stage0 | Generic Hot Water Storage hub3 | Storage | hub3 | 281.0678 | 27572.3238 |  | 0 | 0 | 0
Solution 3 | stage0 | stage0 | Individual Borehole hub3 | Storage | hub3 | 82981 | 124471.5 |  | 0 | 42364.1445 | 0
Solution 3 | stage0 | stage0 | Generic Hot Water Storage hub7 | Storage | hub7 | 502.5043 | 38422.7128 |  | 0 | 0 | 0
Solution 3 | stage0 | stage0 | Generic Hot Water Storage hub13 | Storage | hub13 | 781.6728 | 52101.9662 |  | 0 | 0 | 0
Solution 3 | stage0 | stage0 | Generic Hot Water Storage hub4 | Storage | hub4 | 1139 | 69611 |  | 0 | 0 | 0
Solution 3 | stage0 | stage0 | Individual Borehole hub7 | Storage | hub7 | 162423 | 243634.5 |  | 0 | 82921.5295 | 0
Solution 3 | stage0 | stage0 | pv_loop | Network | hub5_to_hub6_pv_loop | 3159.1404 | 0 |  | 0 | 0 | 0
Solution 3 | stage0 | stage0 | pv_loop | Network | hub3_to_hub4_pv_loop | 3558.7873 | 0 |  | 0 | 0 | 0
Solution 3 | stage0 | stage0 | pv_loop | Network | hub1_to_hub2_pv_loop | 3764.8424 | 0 |  | 0 | 0 | 0
Solution 3 | stage0 | stage0 | pv_loop | Network | hub12_to_hub13_pv_loop | 74.3192 | 0 |  | 0 | 0 | 0
Solution 3 | stage0 | stage0 | pv_loop | Network | hub10_to_hub11_pv_loop | 2424.2748 | 0 |  | 0 | 0 | 0
Solution 3 | stage0 | stage0 | pv_loop | Network | plant_to_hub1_pv_loop | 4803.6172 | 0 |  | 0 | 0 | 0
Solution 3 | stage0 | stage0 | pv_loop | Network | hub2_to_hub3_pv_loop | 3663.011 | 0 |  | 0 | 0 | 0
Solution 3 | stage0 | stage0 | pv_loop | Network | hub4_to_hub5_pv_loop | 3288.571 | 0 |  | 0 | 0 | 0
Solution 3 | stage0 | stage0 | pv_loop | Network | hub6_to_hub7_pv_loop | 3157.1109 | 0 |  | 0 | 0 | 0
Solution 3 | stage0 | stage0 | pv_loop | Network | hub7_to_hub8_pv_loop | 3065.4945 | 0 |  | 0 | 0 | 0
Solution 3 | stage0 | stage0 | pv_loop | Network | hub9_to_hub10_pv_loop | 2438.5752 | 0 |  | 0 | 0 | 0
Solution 3 | stage0 | stage0 | pv_loop | Network | hub11_to_hub12_pv_loop | 2290.6458 | 0 |  | 0 | 0 | 0
Solution 3 | stage0 | stage0 | pv_loop | Network | hub13_to_hub14_pv_loop | 39.511 | 0 |  | 0 | 0 | 0
Solution 3 | stage0 | stage0 | pv_loop | Network | hub8_to_hub9_pv_loop | 2972.9285 | 0 |  | 0 | 0 | 0
Solution 4 | stage0 | stage0 | HEX SC local | Conversion | hub1 | 2.8495 | 0 |  | 0 | 0 | 0
Solution 4 | stage0 | stage0 | HEX SC local | Conversion | hub10 | 0.23689 | 0 |  | 0 | 0 | 0
Solution 4 | stage0 | stage0 | HEX SC local | Conversion | hub11 | 0.34463 | 0 |  | 0 | 0 | 0
Solution 4 | stage0 | stage0 | HEX SC local | Conversion | hub12 | 5.1553 | 0 |  | 0 | 0 | 0
Solution 4 | stage0 | stage0 | HEX SC local | Conversion | hub13 | 0.19305 | 0 |  | 0 | 0 | 0
Solution 4 | stage0 | stage0 | HEX SC local | Conversion | hub14 | 1.0664 | 0 |  | 0 | 0 | 0
Solution 4 | stage0 | stage0 | HEX SC local | Conversion | hub2 | 0.40456 | 0 |  | 0 | 0 | 0
Solution 4 | stage0 | stage0 | HEX SC local | Conversion | hub3 | 0.1 | 0 |  | 0 | 0 | 0
Solution 4 | stage0 | stage0 | HEX SC local | Conversion | hub4 | 0.51469 | 0 |  | 0 | 0 | 0
Solution 4 | stage0 | stage0 | HEX SC local | Conversion | hub5 | 0.242 | 0 |  | 0 | 0 | 0
Solution 4 | stage0 | stage0 | HEX SC local | Conversion | hub6 | 0.46814 | 0 |  | 0 | 0 | 0
Solution 4 | stage0 | stage0 | HEX SC local | Conversion | hub7 | 0.19017 | 0 |  | 0 | 0 | 0
Solution 4 | stage0 | stage0 | HEX SC local | Conversion | hub8 | 0.18378 | 0 |  | 0 | 0 | 0
Solution 4 | stage0 | stage0 | HEX SC local | Conversion | hub9 | 0.94154 | 0 |  | 0 | 0 | 0
Solution 4 | stage0 | stage0 | Pump DHW | Conversion | hub11 | 34.8297 | 6615.3189 |  | 0 | 0 | 0
Solution 4 | stage0 | stage0 | Pump DHW | Conversion | hub12 | 554.1475 | 8692.59 |  | 0 | 0 | 0
Solution 4 | stage0 | stage0 | Pump DHW | Conversion | hub4 | 94.6748 | 6854.6992 |  | 0 | 0 | 0
Solution 4 | stage0 | stage0 | Pump DHW | Conversion | hub5 | 55.1879 | 6696.7517 |  | 0 | 0 | 0
Solution 4 | stage0 | stage0 | Pump DHW | Conversion | hub7 | 43.6957 | 6650.7829 |  | 0 | 0 | 0
Solution 4 | stage0 | stage0 | Pump DHW | Conversion | hub8 | 43.6957 | 6650.7829 |  | 0 | 0 | 0
Solution 4 | stage0 | stage0 | Pump DHW | Conversion | hub9 | 71.4402 | 6761.7607 |  | 0 | 0 | 0
Solution 4 | stage0 | stage0 | Pump SH | Conversion | hub1 | 2304.5377 | 153051.434 |  | 0 | 0 | 0
Solution 4 | stage0 | stage0 | Pump SH | Conversion | hub10 | 135.9123 | 70643.6666 |  | 0 | 0 | 0
Solution 4 | stage0 | stage0 | Pump SH | Conversion | hub11 | 218.5355 | 73783.3473 |  | 0 | 0 | 0
Solution 4 | stage0 | stage0 | Pump SH | Conversion | hub12 | 2153.8699 | 147326.0568 |  | 0 | 0 | 0
Solution 4 | stage0 | stage0 | Pump SH | Conversion | hub13 | 140.401 | 70814.2363 |  | 0 | 0 | 0
Solution 4 | stage0 | stage0 | Pump SH | Conversion | hub14 | 142.1925 | 70882.315 |  | 0 | 0 | 0
Solution 4 | stage0 | stage0 | Pump SH | Conversion | hub2 | 279.8181 | 76112.0868 |  | 0 | 0 | 0
Solution 4 | stage0 | stage0 | Pump SH | Conversion | hub3 | 58.7399 | 67711.1175 |  | 0 | 0 | 0
Solution 4 | stage0 | stage0 | Pump SH | Conversion | hub4 | 273.5294 | 75873.1155 |  | 0 | 0 | 0
Solution 4 | stage0 | stage0 | Pump SH | Conversion | hub5 | 136.167 | 70653.3444 |  | 0 | 0 | 0
Solution 4 | stage0 | stage0 | Pump SH | Conversion | hub6 | 115.1239 | 69853.7071 |  | 0 | 0 | 0
Solution 4 | stage0 | stage0 | Pump SH | Conversion | hub7 | 104.0534 | 69433.0295 |  | 0 | 0 | 0
Solution 4 | stage0 | stage0 | Pump SH | Conversion | hub8 | 100.9653 | 69315.682 |  | 0 | 0 | 0
Solution 4 | stage0 | stage0 | Pump SH | Conversion | hub9 | 674.3585 | 91104.6234 |  | 0 | 0 | 0
Solution 4 | stage0 | stage0 | Pump cooling | Conversion | hub1 | 2746.524 | 128799.7209 |  | 0 | 0 | 0
Solution 4 | stage0 | stage0 | Pump cooling | Conversion | hub10 | 43.5653 | 47710.9591 |  | 0 | 0 | 0
Solution 4 | stage0 | stage0 | Pump cooling | Conversion | hub11 | 266.7618 | 54406.8527 |  | 0 | 0 | 0
Solution 4 | stage0 | stage0 | Pump cooling | Conversion | hub12 | 4679.9342 | 186802.0256 |  | 0 | 0 | 0
Solution 4 | stage0 | stage0 | Pump cooling | Conversion | hub13 | 151.9881 | 50963.6432 |  | 0 | 0 | 0
Solution 4 | stage0 | stage0 | Pump cooling | Conversion | hub14 | 103.6616 | 49513.8471 |  | 0 | 0 | 0
Solution 4 | stage0 | stage0 | Pump cooling | Conversion | hub2 | 326.6423 | 56203.2698 |  | 0 | 0 | 0
Solution 4 | stage0 | stage0 | Pump cooling | Conversion | hub3 | 100.4378 | 49417.1337 |  | 0 | 0 | 0
Solution 4 | stage0 | stage0 | Pump cooling | Conversion | hub4 | 748.031 | 68844.9301 |  | 0 | 0 | 0
Solution 4 | stage0 | stage0 | Pump cooling | Conversion | hub5 | 380.9923 | 57833.7705 |  | 0 | 0 | 0
Solution 4 | stage0 | stage0 | Pump cooling | Conversion | hub6 | 127.8045 | 50238.1341 |  | 0 | 0 | 0
Solution 4 | stage0 | stage0 | Pump cooling | Conversion | hub7 | 264.3832 | 54335.4958 |  | 0 | 0 | 0
Solution 4 | stage0 | stage0 | Pump cooling | Conversion | hub8 | 267.1967 | 54419.9003 |  | 0 | 0 | 0
Solution 4 | stage0 | stage0 | Pump cooling | Conversion | hub9 | 1086.2268 | 78990.8032 |  | 0 | 0 | 0
Solution 4 | stage0 | stage0 | cooling tower w2w | Conversion | hub1 | 636.7936 | 1036063.247 |  | 0 | 0 | 0
Solution 4 | stage0 | stage0 | cooling tower w2w | Conversion | hub10 | 16.7542 | 27259.029 |  | 0 | 0 | 0
Solution 4 | stage0 | stage0 | cooling tower w2w | Conversion | hub11 | 180.6072 | 293847.8788 |  | 0 | 0 | 0
Solution 4 | stage0 | stage0 | cooling tower w2w | Conversion | hub12 | 1813.6726 | 2950845.3347 |  | 0 | 0 | 0
Solution 4 | stage0 | stage0 | cooling tower w2w | Conversion | hub13 | 54.6388 | 88897.2643 |  | 0 | 0 | 0
Solution 4 | stage0 | stage0 | cooling tower w2w | Conversion | hub14 | 47.4457 | 77194.0726 |  | 0 | 0 | 0
Solution 4 | stage0 | stage0 | cooling tower w2w | Conversion | hub2 | 85.3917 | 138932.2688 |  | 0 | 0 | 0
Solution 4 | stage0 | stage0 | cooling tower w2w | Conversion | hub3 | 48.7004 | 79235.591 |  | 0 | 0 | 0
Solution 4 | stage0 | stage0 | cooling tower w2w | Conversion | hub4 | 299.6511 | 487532.3787 |  | 0 | 0 | 0
Solution 4 | stage0 | stage0 | cooling tower w2w | Conversion | hub5 | 154.3792 | 251174.8926 |  | 0 | 0 | 0
Solution 4 | stage0 | stage0 | cooling tower w2w | Conversion | hub6 | 108.8097 | 177033.366 |  | 0 | 0 | 0
Solution 4 | stage0 | stage0 | cooling tower w2w | Conversion | hub7 | 89.0428 | 144872.6344 |  | 0 | 0 | 0
Solution 4 | stage0 | stage0 | cooling tower w2w | Conversion | hub8 | 103.7167 | 168747.0168 |  | 0 | 0 | 0
Solution 4 | stage0 | stage0 | cooling tower w2w | Conversion | hub9 | 856.6379 | 1393749.8539 |  | 0 | 0 | 0
Solution 4 | stage0 | stage0 | local W2WHP | Conversion | hub1 | 3862.3618 | 8632737.8201 |  | 0 | 0 | 0
Solution 4 | stage0 | stage0 | local W2WHP | Conversion | hub10 | 107.7201 | 259886.7534 |  | 0 | 0 | 0
Solution 4 | stage0 | stage0 | local W2WHP | Conversion | hub11 | 376.7254 | 859768.6872 |  | 0 | 0 | 0
Solution 4 | stage0 | stage0 | local W2WHP | Conversion | hub12 | 6735.8101 | 15040527.5365 |  | 0 | 0 | 0
Solution 4 | stage0 | stage0 | local W2WHP | Conversion | hub13 | 220.9342 | 512354.2994 |  | 0 | 0 | 0
Solution 4 | stage0 | stage0 | local W2WHP | Conversion | hub14 | 514.8793 | 1167851.8914 |  | 0 | 0 | 0
Solution 4 | stage0 | stage0 | local W2WHP | Conversion | hub2 | 476.3877 | 1082015.5821 |  | 0 | 0 | 0
Solution 4 | stage0 | stage0 | local W2WHP | Conversion | hub3 | 133.6026 | 317604.8638 |  | 0 | 0 | 0
Solution 4 | stage0 | stage0 | local W2WHP | Conversion | hub4 | 960.0135 | 2160501.2028 |  | 0 | 0 | 0
Solution 4 | stage0 | stage0 | local W2WHP | Conversion | hub5 | 496.9073 | 1127774.311 |  | 0 | 0 | 0
Solution 4 | stage0 | stage0 | local W2WHP | Conversion | hub6 | 192.1835 | 448240.2557 |  | 0 | 0 | 0
Solution 4 | stage0 | stage0 | local W2WHP | Conversion | hub7 | 348.3847 | 796568.9038 |  | 0 | 0 | 0
Solution 4 | stage0 | stage0 | local W2WHP | Conversion | hub8 | 350.4857 | 801254.1591 |  | 0 | 0 | 0
Solution 4 | stage0 | stage0 | local W2WHP | Conversion | hub9 | 1327.868 | 2980816.5626 |  | 0 | 0 | 0
Solution 4 | stage0 | stage0 | parking to pv | Conversion | plant | 5043.6508 | 20174603.04 |  | 0 | 2746587.926 | 0
Solution 4 | stage0 | stage0 | pv to hub | Conversion | hub1 | 2118.6753 | 0 |  | 0 | 0 | 0
Solution 4 | stage0 | stage0 | pv to hub | Conversion | hub10 | 40.2056 | 0 |  | 0 | 0 | 0
Solution 4 | stage0 | stage0 | pv to hub | Conversion | hub11 | 206.9133 | 0 |  | 0 | 0 | 0
Solution 4 | stage0 | stage0 | pv to hub | Conversion | hub12 | 2609.6992 | 0 |  | 0 | 0 | 0
Solution 4 | stage0 | stage0 | pv to hub | Conversion | hub13 | 83.6832 | 0 |  | 0 | 0 | 0
Solution 4 | stage0 | stage0 | pv to hub | Conversion | hub14 | 89.0298 | 0 |  | 0 | 0 | 0
Solution 4 | stage0 | stage0 | pv to hub | Conversion | hub2 | 176.1515 | 0 |  | 0 | 0 | 0
Solution 4 | stage0 | stage0 | pv to hub | Conversion | hub3 | 108.9077 | 0 |  | 0 | 0 | 0
Solution 4 | stage0 | stage0 | pv to hub | Conversion | hub4 | 343.6955 | 0 |  | 0 | 0 | 0
Solution 4 | stage0 | stage0 | pv to hub | Conversion | hub5 | 167.7494 | 0 |  | 0 | 0 | 0
Solution 4 | stage0 | stage0 | pv to hub | Conversion | hub6 | 95.1792 | 0 |  | 0 | 0 | 0
Solution 4 | stage0 | stage0 | pv to hub | Conversion | hub7 | 119.7296 | 0 |  | 0 | 0 | 0
Solution 4 | stage0 | stage0 | pv to hub | Conversion | hub8 | 123.8028 | 0 |  | 0 | 0 | 0
Solution 4 | stage0 | stage0 | pv to hub | Conversion | hub9 | 863.499 | 0 |  | 0 | 0 | 0
Solution 4 | stage0 | stage0 | rooftop to pv | Conversion | plant | 6584.7276 | 23046546.6 |  | 0 | 3137576.809 | 0
Solution 4 | stage0 | stage0 | battery | Storage | plant | 9564 | 7239948 | 15 | 5425681.9421 | 3285509.2981 | 0
Solution 4 | stage0 | stage0 | Generic Hot Water Storage hub1 | Storage | hub1 | 37954.2524 | 1873558.3653 |  | 0 | 0 | 0
Solution 4 | stage0 | stage0 | Individual Borehole hub2 | Storage | hub2 | 127196 | 190794 |  | 0 | 64937.1509 | 0
Solution 4 | stage0 | stage0 | Individual Borehole hub13 | Storage | hub13 | 47963 | 71944.5 |  | 0 | 24486.4663 | 0
Solution 4 | stage0 | stage0 | Generic Hot Water Storage hub11 | Storage | hub11 | 633 | 44817 |  | 0 | 0 | 0
Solution 4 | stage0 | stage0 | Individual Borehole hub6 | Storage | hub6 | 42231 | 63346.5 |  | 0 | 21560.1184 | 0
Solution 4 | stage0 | stage0 | Individual Borehole hub8 | Storage | hub8 | 165959 | 248938.5 |  | 0 | 84726.7573 | 0
Solution 4 | stage0 | stage0 | Individual Borehole hub10 | Storage | hub10 | 33108 | 49662 |  | 0 | 16902.5692 | 0
Solution 4 | stage0 | stage0 | Individual Borehole hub12 | Storage | hub12 | 5452748 | 8179122 |  | 0 | 2783781.8774 | 0
Solution 4 | stage0 | stage0 | Individual Borehole hub14 | Storage | hub14 | 78564 | 117846 |  | 0 | 40109.1412 | 0
Solution 4 | stage0 | stage0 | Generic Hot Water Storage hub2 | Storage | hub2 | 2839.9424 | 152957.1773 |  | 0 | 0 | 0
Solution 4 | stage0 | stage0 | Generic Hot Water Storage hub6 | Storage | hub6 | 127.6219 | 20053.4733 |  | 0 | 0 | 0
Solution 4 | stage0 | stage0 | Generic Hot Water Storage hub8 | Storage | hub8 | 525 | 39525 |  | 0 | 0 | 0
Solution 4 | stage0 | stage0 | Generic Hot Water Storage hub10 | Storage | hub10 | 44.9022 | 16000.2085 |  | 0 | 0 | 0
Solution 4 | stage0 | stage0 | Generic Hot Water Storage hub12 | Storage | hub12 | 11220 | 563580 |  | 0 | 0 | 0
Solution 4 | stage0 | stage0 | Generic Hot Water Storage hub14 | Storage | hub14 | 77.5567 | 17600.2793 |  | 0 | 0 | 0
Solution 4 | stage0 | stage0 | Individual Borehole hub5 | Storage | hub5 | 234832 | 352248 |  | 0 | 119888.3693 | 0
Solution 4 | stage0 | stage0 | Generic Hot Water Storage hub5 | Storage | hub5 | 664 | 46336 |  | 0 | 0 | 0
Solution 4 | stage0 | stage0 | Individual Borehole hub9 | Storage | hub9 | 953698 | 1430547 |  | 0 | 486889.768 | 0
Solution 4 | stage0 | stage0 | Individual Borehole hub4 | Storage | hub4 | 445601 | 668401.5 |  | 0 | 227491.8974 | 0
Solution 4 | stage0 | stage0 | Individual Borehole hub11 | Storage | hub11 | 296553.9247 | 444830.887 |  | 0 | 151399.1553 | 0
Solution 4 | stage0 | stage0 | Generic Hot Water Storage hub9 | Storage | hub9 | 859 | 55891 |  | 0 | 0 | 0
Solution 4 | stage0 | stage0 | Individual Borehole hub1 | Storage | hub1 | 1420304 | 2130456 |  | 0 | 725105.3112 | 0
Solution 4 | stage0 | stage0 | Generic Hot Water Storage hub3 | Storage | hub3 | 812.0422 | 53590.0674 |  | 0 | 0 | 0
Solution 4 | stage0 | stage0 | Individual Borehole hub3 | Storage | hub3 | 82981 | 124471.5 |  | 0 | 42364.1445 | 0
Solution 4 | stage0 | stage0 | Generic Hot Water Storage hub7 | Storage | hub7 | 525 | 39525 |  | 0 | 0 | 0
Solution 4 | stage0 | stage0 | Generic Hot Water Storage hub13 | Storage | hub13 | 1774.7258 | 100761.5653 |  | 0 | 0 | 0
Solution 4 | stage0 | stage0 | Generic Hot Water Storage hub4 | Storage | hub4 | 1139 | 69611 |  | 0 | 0 | 0
Solution 4 | stage0 | stage0 | Individual Borehole hub7 | Storage | hub7 | 162423 | 243634.5 |  | 0 | 82921.5295 | 0
Solution 4 | stage0 | stage0 | pv_loop | Network | hub5_to_hub6_pv_loop | 4052.8507 | 0 |  | 0 | 0 | 0
Solution 4 | stage0 | stage0 | pv_loop | Network | hub3_to_hub4_pv_loop | 4521.5823 | 0 |  | 0 | 0 | 0
Solution 4 | stage0 | stage0 | pv_loop | Network | hub1_to_hub2_pv_loop | 4800.3834 | 0 |  | 0 | 0 | 0
Solution 4 | stage0 | stage0 | pv_loop | Network | hub12_to_hub13_pv_loop | 144.7981 | 0 |  | 0 | 0 | 0
Solution 4 | stage0 | stage0 | pv_loop | Network | hub10_to_hub11_pv_loop | 2914.8156 | 0 |  | 0 | 0 | 0
Solution 4 | stage0 | stage0 | pv_loop | Network | plant_to_hub1_pv_loop | 6839.9984 | 0 |  | 0 | 0 | 0
Solution 4 | stage0 | stage0 | pv_loop | Network | hub2_to_hub3_pv_loop | 4624.232 | 0 |  | 0 | 0 | 0
Solution 4 | stage0 | stage0 | pv_loop | Network | hub4_to_hub5_pv_loop | 4205.6989 | 0 |  | 0 | 0 | 0
Solution 4 | stage0 | stage0 | pv_loop | Network | hub6_to_hub7_pv_loop | 3957.9649 | 0 |  | 0 | 0 | 0
Solution 4 | stage0 | stage0 | pv_loop | Network | hub7_to_hub8_pv_loop | 3843.4676 | 0 |  | 0 | 0 | 0
Solution 4 | stage0 | stage0 | pv_loop | Network | hub9_to_hub10_pv_loop | 2955.0211 | 0 |  | 0 | 0 | 0
Solution 4 | stage0 | stage0 | pv_loop | Network | hub11_to_hub12_pv_loop | 2716.1454 | 0 |  | 0 | 0 | 0
Solution 4 | stage0 | stage0 | pv_loop | Network | hub13_to_hub14_pv_loop | 89.0298 | 0 |  | 0 | 0 | 0
Solution 4 | stage0 | stage0 | pv_loop | Network | hub8_to_hub9_pv_loop | 3725.8803 | 0 |  | 0 | 0 | 0

## Capacity Limits
Solution | Stage | Name | Type | Hub or Link | Capacity (kW or KWh) | Min capacity (kW or KWh) | Max capacity (kW or KWh)
Solution 1 | stage0 | Gas | Import | hub10 | 1000000 | 0 | 1000000
Solution 1 | stage0 | Gas | Import | hub8 | 1000000 | 0 | 1000000
Solution 1 | stage0 | Gas | Import | hub11 | 1000000 | 0 | 1000000
Solution 1 | stage0 | Gas | Import | hub7 | 1000000 | 0 | 1000000
Solution 1 | stage0 | Gas | Import | hub14 | 1000000 | 0 | 1000000
Solution 1 | stage0 | Gas | Import | hub2 | 1000000 | 0 | 1000000
Solution 1 | stage0 | Gas | Import | hub3 | 1000000 | 0 | 1000000
Solution 1 | stage0 | Gas | Import | hub4 | 1000000 | 0 | 1000000
Solution 1 | stage0 | Gas | Import | hub6 | 1000000 | 0 | 1000000
Solution 1 | stage0 | Gas | Import | hub1 | 1000000 | 0 | 1000000
Solution 1 | stage0 | Gas | Import | hub13 | 1000000 | 0 | 1000000
Solution 1 | stage0 | Gas | Import | hub5 | 1000000 | 0 | 1000000
Solution 1 | stage0 | Gas | Import | hub9 | 1000000 | 0 | 1000000
Solution 1 | stage0 | Gas | Import | hub12 | 1000000 | 0 | 1000000
Solution 1 | stage0 | Heat ambient in | Import | hub10 | 1000000 | 0 | 1000000
Solution 1 | stage0 | Heat ambient in | Import | hub8 | 1000000 | 0 | 1000000
Solution 1 | stage0 | Heat ambient in | Import | hub11 | 1000000 | 0 | 1000000
Solution 1 | stage0 | Heat ambient in | Import | hub7 | 1000000 | 0 | 1000000
Solution 1 | stage0 | Heat ambient in | Import | hub14 | 1000000 | 0 | 1000000
Solution 1 | stage0 | Heat ambient in | Import | hub2 | 1000000 | 0 | 1000000
Solution 1 | stage0 | Heat ambient in | Import | hub3 | 1000000 | 0 | 1000000
Solution 1 | stage0 | Heat ambient in | Import | hub4 | 1000000 | 0 | 1000000
Solution 1 | stage0 | Heat ambient in | Import | hub6 | 1000000 | 0 | 1000000
Solution 1 | stage0 | Heat ambient in | Import | hub1 | 1000000 | 0 | 1000000
Solution 1 | stage0 | Heat ambient in | Import | hub13 | 1000000 | 0 | 1000000
Solution 1 | stage0 | Heat ambient in | Import | hub5 | 1000000 | 0 | 1000000
Solution 1 | stage0 | Heat ambient in | Import | hub9 | 1000000 | 0 | 1000000
Solution 1 | stage0 | Heat ambient in | Import | hub12 | 1000000 | 0 | 1000000
Solution 1 | stage0 | Electricity | Import | hub10 | 1000000 | 0 | 1000000
Solution 1 | stage0 | Electricity | Import | hub8 | 1000000 | 0 | 1000000
Solution 1 | stage0 | Electricity | Import | hub11 | 1000000 | 0 | 1000000
Solution 1 | stage0 | Electricity | Import | hub7 | 1000000 | 0 | 1000000
Solution 1 | stage0 | Electricity | Import | hub14 | 1000000 | 0 | 1000000
Solution 1 | stage0 | Electricity | Import | hub2 | 1000000 | 0 | 1000000
Solution 1 | stage0 | Electricity | Import | hub3 | 1000000 | 0 | 1000000
Solution 1 | stage0 | Electricity | Import | hub4 | 1000000 | 0 | 1000000
Solution 1 | stage0 | Electricity | Import | hub6 | 1000000 | 0 | 1000000
Solution 1 | stage0 | Electricity | Import | hub1 | 1000000 | 0 | 1000000
Solution 1 | stage0 | Electricity | Import | hub13 | 1000000 | 0 | 1000000
Solution 1 | stage0 | Electricity | Import | hub5 | 1000000 | 0 | 1000000
Solution 1 | stage0 | Electricity | Import | hub9 | 1000000 | 0 | 1000000
Solution 1 | stage0 | Electricity | Import | hub12 | 1000000 | 0 | 1000000
Solution 1 | stage0 | Slack | Export | hub10 | 1000000 | 0 | 1000000
Solution 1 | stage0 | Slack | Export | hub8 | 1000000 | 0 | 1000000
Solution 1 | stage0 | Slack | Export | hub11 | 1000000 | 0 | 1000000
Solution 1 | stage0 | Slack | Export | hub7 | 1000000 | 0 | 1000000
Solution 1 | stage0 | Slack | Export | hub14 | 1000000 | 0 | 1000000
Solution 1 | stage0 | Slack | Export | hub2 | 1000000 | 0 | 1000000
Solution 1 | stage0 | Slack | Export | hub3 | 1000000 | 0 | 1000000
Solution 1 | stage0 | Slack | Export | hub4 | 1000000 | 0 | 1000000
Solution 1 | stage0 | Slack | Export | hub6 | 1000000 | 0 | 1000000
Solution 1 | stage0 | Slack | Export | hub1 | 1000000 | 0 | 1000000
Solution 1 | stage0 | Slack | Export | hub13 | 1000000 | 0 | 1000000
Solution 1 | stage0 | Slack | Export | hub5 | 1000000 | 0 | 1000000
Solution 1 | stage0 | Slack | Export | hub9 | 1000000 | 0 | 1000000
Solution 1 | stage0 | Slack | Export | hub12 | 1000000 | 0 | 1000000
Solution 1 | stage0 | Heat ambient out | Export | hub10 | 1000000 | 0 | 1000000
Solution 1 | stage0 | Heat ambient out | Export | hub8 | 1000000 | 0 | 1000000
Solution 1 | stage0 | Heat ambient out | Export | hub11 | 1000000 | 0 | 1000000
Solution 1 | stage0 | Heat ambient out | Export | hub7 | 1000000 | 0 | 1000000
Solution 1 | stage0 | Heat ambient out | Export | hub14 | 1000000 | 0 | 1000000
Solution 1 | stage0 | Heat ambient out | Export | hub2 | 1000000 | 0 | 1000000
Solution 1 | stage0 | Heat ambient out | Export | hub3 | 1000000 | 0 | 1000000
Solution 1 | stage0 | Heat ambient out | Export | hub4 | 1000000 | 0 | 1000000
Solution 1 | stage0 | Heat ambient out | Export | hub6 | 1000000 | 0 | 1000000
Solution 1 | stage0 | Heat ambient out | Export | hub1 | 1000000 | 0 | 1000000
Solution 1 | stage0 | Heat ambient out | Export | hub13 | 1000000 | 0 | 1000000
Solution 1 | stage0 | Heat ambient out | Export | hub5 | 1000000 | 0 | 1000000
Solution 1 | stage0 | Heat ambient out | Export | hub9 | 1000000 | 0 | 1000000
Solution 1 | stage0 | Heat ambient out | Export | hub12 | 1000000 | 0 | 1000000
Solution 1 | stage0 | export_electricity | Export | plant | 1000000 | 0 | 1000000
Solution 1 | stage0 | cooling tower w2w Mode 1 | Conversion | hub1 | 1000000 | 0.1 | 1000000
Solution 1 | stage0 | cooling tower w2w Mode 1 | Conversion | hub10 | 1000000 | 0.1 | 1000000
Solution 1 | stage0 | cooling tower w2w Mode 1 | Conversion | hub11 | 1000000 | 0.1 | 1000000
Solution 1 | stage0 | cooling tower w2w Mode 1 | Conversion | hub12 | 1000000 | 0.1 | 1000000
Solution 1 | stage0 | cooling tower w2w Mode 1 | Conversion | hub13 | 1000000 | 0.1 | 1000000
Solution 1 | stage0 | cooling tower w2w Mode 1 | Conversion | hub14 | 1000000 | 0.1 | 1000000
Solution 1 | stage0 | cooling tower w2w Mode 2 | Conversion | hub14 | 0.1 | 0.1 | 1000000
Solution 1 | stage0 | cooling tower w2w Mode 1 | Conversion | hub2 | 1000000 | 0.1 | 1000000
Solution 1 | stage0 | cooling tower w2w Mode 1 | Conversion | hub3 | 1000000 | 0.1 | 1000000
Solution 1 | stage0 | cooling tower w2w Mode 1 | Conversion | hub4 | 1000000 | 0.1 | 1000000
Solution 1 | stage0 | cooling tower w2w Mode 1 | Conversion | hub5 | 1000000 | 0.1 | 1000000
Solution 1 | stage0 | cooling tower w2w Mode 1 | Conversion | hub6 | 1000000 | 0.1 | 1000000
Solution 1 | stage0 | cooling tower w2w Mode 2 | Conversion | hub6 | 0.1 | 0.1 | 1000000
Solution 1 | stage0 | cooling tower w2w Mode 1 | Conversion | hub7 | 1000000 | 0.1 | 1000000
Solution 1 | stage0 | cooling tower w2w Mode 1 | Conversion | hub8 | 1000000 | 0.1 | 1000000
Solution 1 | stage0 | cooling tower w2w Mode 1 | Conversion | hub9 | 1000000 | 0.1 | 1000000
Solution 1 | stage0 | local W2WHP Mode 1 | Conversion | hub4 | 1000000 | 0.1 | 1000000
Solution 1 | stage0 | local W2WHP Mode 1 | Conversion | hub5 | 1000000 | 0.1 | 1000000
Solution 1 | stage0 | local W2WHP Mode 1 | Conversion | hub9 | 1000000 | 0.1 | 1000000
Solution 1 | stage0 | pv to hub Mode 1 | Conversion | hub14 | 1000000 | 0.1 | 1000000
Solution 1 | stage0 | Individual Borehole hub2 | Storage | hub2 | 127196 | 0.1 | 127196
Solution 1 | stage0 | Individual Borehole hub13 | Storage | hub13 | 47963 | 0.1 | 47963
Solution 1 | stage0 | Individual Borehole hub6 | Storage | hub6 | 42231 | 0.1 | 42231
Solution 1 | stage0 | Individual Borehole hub8 | Storage | hub8 | 165959 | 0.1 | 165959
Solution 1 | stage0 | Individual Borehole hub10 | Storage | hub10 | 33108 | 0.1 | 33108
Solution 1 | stage0 | Individual Borehole hub14 | Storage | hub14 | 78564 | 0.1 | 78564
Solution 1 | stage0 | Individual Borehole hub5 | Storage | hub5 | 234832 | 0.1 | 234832
Solution 1 | stage0 | Generic Hot Water Storage hub5 | Storage | hub5 | 664 | 0.1 | 664
Solution 1 | stage0 | Individual Borehole hub9 | Storage | hub9 | 953698 | 0.1 | 953698
Solution 1 | stage0 | Individual Borehole hub4 | Storage | hub4 | 445601 | 0.1 | 445601
Solution 1 | stage0 | Individual Borehole hub1 | Storage | hub1 | 1420304 | 0.1 | 1420304
Solution 1 | stage0 | Individual Borehole hub3 | Storage | hub3 | 82981 | 0.1 | 82981
Solution 1 | stage0 | Generic Hot Water Storage hub4 | Storage | hub4 | 1139 | 0.1 | 1139
Solution 1 | stage0 | Individual Borehole hub7 | Storage | hub7 | 162423 | 0.1 | 162423
Solution 1 | stage0 | pv_loop | Network | hub5_to_hub6_pv_loop | 1000000 | 0.1 | 1000000
Solution 1 | stage0 | pv_loop | Network | hub3_to_hub4_pv_loop | 1000000 | 0.1 | 1000000
Solution 1 | stage0 | pv_loop | Network | hub1_to_hub2_pv_loop | 1000000 | 0.1 | 1000000
Solution 1 | stage0 | pv_loop | Network | hub12_to_hub13_pv_loop | 1000000 | 0.1 | 1000000
Solution 1 | stage0 | pv_loop | Network | hub10_to_hub11_pv_loop | 1000000 | 0.1 | 1000000
Solution 1 | stage0 | pv_loop | Network | plant_to_hub1_pv_loop | 1000000 | 0.1 | 1000000
Solution 1 | stage0 | pv_loop | Network | hub2_to_hub3_pv_loop | 1000000 | 0.1 | 1000000
Solution 1 | stage0 | pv_loop | Network | hub4_to_hub5_pv_loop | 1000000 | 0.1 | 1000000
Solution 1 | stage0 | pv_loop | Network | hub6_to_hub7_pv_loop | 1000000 | 0.1 | 1000000
Solution 1 | stage0 | pv_loop | Network | hub7_to_hub8_pv_loop | 1000000 | 0.1 | 1000000
Solution 1 | stage0 | pv_loop | Network | hub9_to_hub10_pv_loop | 1000000 | 0.1 | 1000000
Solution 1 | stage0 | pv_loop | Network | hub11_to_hub12_pv_loop | 1000000 | 0.1 | 1000000
Solution 1 | stage0 | pv_loop | Network | hub13_to_hub14_pv_loop | 1000000 | 0.1 | 1000000
Solution 1 | stage0 | pv_loop | Network | hub8_to_hub9_pv_loop | 1000000 | 0.1 | 1000000
Solution 2 | stage0 | HEX SC local Mode 1 | Conversion | hub3 | 0.1 | 0.1 | 1000000
Solution 2 | stage0 | cooling tower w2w Mode 1 | Conversion | hub11 | 0.1 | 0.1 | 1000000
Solution 2 | stage0 | cooling tower w2w Mode 1 | Conversion | hub12 | 0.1 | 0.1 | 1000000
Solution 2 | stage0 | cooling tower w2w Mode 2 | Conversion | hub14 | 0.1 | 0.1 | 1000000
Solution 2 | stage0 | cooling tower w2w Mode 1 | Conversion | hub3 | 0.1 | 0.1 | 1000000
Solution 2 | stage0 | cooling tower w2w Mode 1 | Conversion | hub4 | 0.1 | 0.1 | 1000000
Solution 2 | stage0 | cooling tower w2w Mode 1 | Conversion | hub5 | 0.1 | 0.1 | 1000000
Solution 2 | stage0 | cooling tower w2w Mode 2 | Conversion | hub6 | 0.1 | 0.1 | 1000000
Solution 2 | stage0 | cooling tower w2w Mode 1 | Conversion | hub7 | 0.1 | 0.1 | 1000000
Solution 2 | stage0 | cooling tower w2w Mode 1 | Conversion | hub8 | 0.1 | 0.1 | 1000000
Solution 2 | stage0 | cooling tower w2w Mode 1 | Conversion | hub9 | 0.1 | 0.1 | 1000000
Solution 2 | stage0 | Individual Borehole hub2 | Storage | hub2 | 127196 | 0.1 | 127196
Solution 2 | stage0 | Individual Borehole hub13 | Storage | hub13 | 47963 | 0.1 | 47963
Solution 2 | stage0 | Individual Borehole hub6 | Storage | hub6 | 42231 | 0.1 | 42231
Solution 2 | stage0 | Individual Borehole hub8 | Storage | hub8 | 165959 | 0.1 | 165959
Solution 2 | stage0 | Individual Borehole hub10 | Storage | hub10 | 33108 | 0.1 | 33108
Solution 2 | stage0 | Individual Borehole hub14 | Storage | hub14 | 78564 | 0.1 | 78564
Solution 2 | stage0 | Individual Borehole hub5 | Storage | hub5 | 234832 | 0.1 | 234832
Solution 2 | stage0 | Generic Hot Water Storage hub5 | Storage | hub5 | 664 | 0.1 | 664
Solution 2 | stage0 | Individual Borehole hub9 | Storage | hub9 | 953698 | 0.1 | 953698
Solution 2 | stage0 | Individual Borehole hub4 | Storage | hub4 | 445601 | 0.1 | 445601
Solution 2 | stage0 | Individual Borehole hub1 | Storage | hub1 | 1420304 | 0.1 | 1420304
Solution 2 | stage0 | Individual Borehole hub3 | Storage | hub3 | 82981 | 0.1 | 82981
Solution 2 | stage0 | Generic Hot Water Storage hub4 | Storage | hub4 | 1139 | 0.1 | 1139
Solution 2 | stage0 | Individual Borehole hub7 | Storage | hub7 | 162423 | 0.1 | 162423
Solution 3 | stage0 | HEX SC local Mode 1 | Conversion | hub3 | 0.1 | 0.1 | 1000000
Solution 3 | stage0 | cooling tower w2w Mode 1 | Conversion | hub11 | 0.1 | 0.1 | 1000000
Solution 3 | stage0 | cooling tower w2w Mode 1 | Conversion | hub12 | 0.1 | 0.1 | 1000000
Solution 3 | stage0 | cooling tower w2w Mode 2 | Conversion | hub14 | 0.1 | 0.1 | 1000000
Solution 3 | stage0 | cooling tower w2w Mode 1 | Conversion | hub3 | 0.1 | 0.1 | 1000000
Solution 3 | stage0 | cooling tower w2w Mode 1 | Conversion | hub4 | 0.1 | 0.1 | 1000000
Solution 3 | stage0 | cooling tower w2w Mode 1 | Conversion | hub5 | 0.1 | 0.1 | 1000000
Solution 3 | stage0 | cooling tower w2w Mode 1 | Conversion | hub7 | 0.1 | 0.1 | 1000000
Solution 3 | stage0 | cooling tower w2w Mode 1 | Conversion | hub8 | 0.1 | 0.1 | 1000000
Solution 3 | stage0 | cooling tower w2w Mode 1 | Conversion | hub9 | 0.1 | 0.1 | 1000000
Solution 3 | stage0 | Individual Borehole hub2 | Storage | hub2 | 127196 | 0.1 | 127196
Solution 3 | stage0 | Individual Borehole hub13 | Storage | hub13 | 47963 | 0.1 | 47963
Solution 3 | stage0 | Individual Borehole hub6 | Storage | hub6 | 42231 | 0.1 | 42231
Solution 3 | stage0 | Individual Borehole hub8 | Storage | hub8 | 165959 | 0.1 | 165959
Solution 3 | stage0 | Individual Borehole hub10 | Storage | hub10 | 33108 | 0.1 | 33108
Solution 3 | stage0 | Individual Borehole hub14 | Storage | hub14 | 78564 | 0.1 | 78564
Solution 3 | stage0 | Individual Borehole hub5 | Storage | hub5 | 234832 | 0.1 | 234832
Solution 3 | stage0 | Generic Hot Water Storage hub5 | Storage | hub5 | 664 | 0.1 | 664
Solution 3 | stage0 | Individual Borehole hub9 | Storage | hub9 | 953698 | 0.1 | 953698
Solution 3 | stage0 | Individual Borehole hub4 | Storage | hub4 | 445601 | 0.1 | 445601
Solution 3 | stage0 | Individual Borehole hub1 | Storage | hub1 | 1420304 | 0.1 | 1420304
Solution 3 | stage0 | Individual Borehole hub3 | Storage | hub3 | 82981 | 0.1 | 82981
Solution 3 | stage0 | Generic Hot Water Storage hub4 | Storage | hub4 | 1139 | 0.1 | 1139
Solution 3 | stage0 | Individual Borehole hub7 | Storage | hub7 | 162423 | 0.1 | 162423
Solution 4 | stage0 | HEX SC local Mode 1 | Conversion | hub3 | 0.1 | 0.1 | 1000000
Solution 4 | stage0 | cooling tower w2w Mode 1 | Conversion | hub11 | 0.1 | 0.1 | 1000000
Solution 4 | stage0 | cooling tower w2w Mode 1 | Conversion | hub12 | 0.1 | 0.1 | 1000000
Solution 4 | stage0 | cooling tower w2w Mode 1 | Conversion | hub3 | 0.1 | 0.1 | 1000000
Solution 4 | stage0 | cooling tower w2w Mode 1 | Conversion | hub4 | 0.1 | 0.1 | 1000000
Solution 4 | stage0 | cooling tower w2w Mode 1 | Conversion | hub5 | 0.1 | 0.1 | 1000000
Solution 4 | stage0 | cooling tower w2w Mode 1 | Conversion | hub7 | 0.1 | 0.1 | 1000000
Solution 4 | stage0 | cooling tower w2w Mode 1 | Conversion | hub8 | 0.1 | 0.1 | 1000000
Solution 4 | stage0 | cooling tower w2w Mode 1 | Conversion | hub9 | 0.1 | 0.1 | 1000000
Solution 4 | stage0 | battery | Storage | plant | 9564 | 0.1 | 9564
Solution 4 | stage0 | Individual Borehole hub2 | Storage | hub2 | 127196 | 0.1 | 127196
Solution 4 | stage0 | Individual Borehole hub13 | Storage | hub13 | 47963 | 0.1 | 47963
Solution 4 | stage0 | Generic Hot Water Storage hub11 | Storage | hub11 | 633 | 0.1 | 633
Solution 4 | stage0 | Individual Borehole hub6 | Storage | hub6 | 42231 | 0.1 | 42231
Solution 4 | stage0 | Individual Borehole hub8 | Storage | hub8 | 165959 | 0.1 | 165959
Solution 4 | stage0 | Individual Borehole hub10 | Storage | hub10 | 33108 | 0.1 | 33108
Solution 4 | stage0 | Individual Borehole hub12 | Storage | hub12 | 5452748 | 0.1 | 5452748
Solution 4 | stage0 | Individual Borehole hub14 | Storage | hub14 | 78564 | 0.1 | 78564
Solution 4 | stage0 | Generic Hot Water Storage hub8 | Storage | hub8 | 525 | 0.1 | 525
Solution 4 | stage0 | Generic Hot Water Storage hub12 | Storage | hub12 | 11220 | 0.1 | 11220
Solution 4 | stage0 | Individual Borehole hub5 | Storage | hub5 | 234832 | 0.1 | 234832
Solution 4 | stage0 | Generic Hot Water Storage hub5 | Storage | hub5 | 664 | 0.1 | 664
Solution 4 | stage0 | Individual Borehole hub9 | Storage | hub9 | 953698 | 0.1 | 953698
Solution 4 | stage0 | Individual Borehole hub4 | Storage | hub4 | 445601 | 0.1 | 445601
Solution 4 | stage0 | Generic Hot Water Storage hub9 | Storage | hub9 | 859 | 0.1 | 859
Solution 4 | stage0 | Individual Borehole hub1 | Storage | hub1 | 1420304 | 0.1 | 1420304
Solution 4 | stage0 | Individual Borehole hub3 | Storage | hub3 | 82981 | 0.1 | 82981
Solution 4 | stage0 | Generic Hot Water Storage hub7 | Storage | hub7 | 525 | 0.1 | 525
Solution 4 | stage0 | Generic Hot Water Storage hub4 | Storage | hub4 | 1139 | 0.1 | 1139
Solution 4 | stage0 | Individual Borehole hub7 | Storage | hub7 | 162423 | 0.1 | 162423

## Imports
Solution | Name | Stage | Hub | Capacity (kW) | Imported energy (kWh/year) | Monthly capacity (kW)
Solution 1 | Gas | stage0 | hub10 | 1000000 | 0 | 1000000.0, 1000000.0, 1000000.0, 1000000.0, 1000000.0, 0.0, 0.0, 0.0, 0.0, 1000000.0, 1000000.0, 1000000.0
Solution 1 | Gas | stage0 | hub8 | 1000000 | 0 | 1000000.0, 1000000.0, 1000000.0, 1000000.0, 1000000.0, 1000000.0, 1000000.0, 1000000.0, 1000000.0, 1000000.0, 1000000.0, 1000000.0
Solution 1 | Gas | stage0 | hub11 | 1000000 | 0 | 1000000.0, 1000000.0, 1000000.0, 1000000.0, 1000000.0, 1000000.0, 1000000.0, 1000000.0, 1000000.0, 1000000.0, 1000000.0, 1000000.0
Solution 1 | Gas | stage0 | hub7 | 1000000 | 0 | 1000000.0, 1000000.0, 1000000.0, 1000000.0, 1000000.0, 1000000.0, 1000000.0, 1000000.0, 1000000.0, 1000000.0, 1000000.0, 1000000.0
Solution 1 | Gas | stage0 | hub14 | 1000000 | 0 | 1000000.0, 1000000.0, 1000000.0, 1000000.0, 1000000.0, 1000000.0, 0.0, 0.0, 1000000.0, 1000000.0, 1000000.0, 1000000.0
Solution 1 | Gas | stage0 | hub2 | 1000000 | 0 | 1000000.0, 1000000.0, 1000000.0, 1000000.0, 1000000.0, 0.0, 0.0, 0.0, 0.0, 1000000.0, 1000000.0, 1000000.0
Solution 1 | Gas | stage0 | hub3 | 1000000 | 0 | 1000000.0, 1000000.0, 1000000.0, 1000000.0, 1000000.0, 0.0, 1000000.0, 0.0, 1000000.0, 1000000.0, 1000000.0, 1000000.0
Solution 1 | Gas | stage0 | hub4 | 1000000 | 0 | 1000000.0, 1000000.0, 1000000.0, 1000000.0, 1000000.0, 1000000.0, 1000000.0, 1000000.0, 1000000.0, 1000000.0, 1000000.0, 1000000.0
Solution 1 | Gas | stage0 | hub6 | 1000000 | 0 | 1000000.0, 1000000.0, 1000000.0, 1000000.0, 1000000.0, 0.0, 0.0, 0.0, 0.0, 1000000.0, 1000000.0, 1000000.0
Solution 1 | Gas | stage0 | hub1 | 1000000 | 0 | 1000000.0, 1000000.0, 1000000.0, 1000000.0, 1000000.0, 1000000.0, 1000000.0, 1000000.0, 1000000.0, 1000000.0, 1000000.0, 1000000.0
Solution 1 | Gas | stage0 | hub13 | 1000000 | 0 | 1000000.0, 1000000.0, 1000000.0, 1000000.0, 1000000.0, 0.0, 0.0, 0.0, 0.0, 1000000.0, 1000000.0, 1000000.0
Solution 1 | Gas | stage0 | hub5 | 1000000 | 0 | 1000000.0, 1000000.0, 1000000.0, 1000000.0, 1000000.0, 1000000.0, 1000000.0, 1000000.0, 1000000.0, 1000000.0, 1000000.0, 1000000.0
Solution 1 | Gas | stage0 | hub9 | 1000000 | 0 | 1000000.0, 1000000.0, 1000000.0, 1000000.0, 1000000.0, 1000000.0, 1000000.0, 1000000.0, 1000000.0, 1000000.0, 1000000.0, 1000000.0
Solution 1 | Gas | stage0 | hub12 | 1000000 | 0 | 1000000.0, 1000000.0, 1000000.0, 1000000.0, 1000000.0, 1000000.0, 1000000.0, 1000000.0, 1000000.0, 1000000.0, 1000000.0, 1000000.0
Solution 1 | Heat ambient in | stage0 | hub10 | 1000000 | 3406.8136 | 1000000.0, 1000000.0, 1000000.0, 1000000.0, 1000000.0, 1000000.0, 1000000.0, 1000000.0, 1000000.0, 1000000.0, 1000000.0, 1000000.0
Solution 1 | Heat ambient in | stage0 | hub8 | 1000000 | 0 | 1000000.0, 1000000.0, 1000000.0, 1000000.0, 1000000.0, 1000000.0, 1000000.0, 1000000.0, 1000000.0, 1000000.0, 1000000.0, 1000000.0
Solution 1 | Heat ambient in | stage0 | hub11 | 1000000 | 0 | 1000000.0, 1000000.0, 1000000.0, 1000000.0, 1000000.0, 1000000.0, 1000000.0, 1000000.0, 1000000.0, 1000000.0, 1000000.0, 1000000.0
Solution 1 | Heat ambient in | stage0 | hub7 | 1000000 | 0 | 1000000.0, 1000000.0, 1000000.0, 1000000.0, 1000000.0, 1000000.0, 1000000.0, 1000000.0, 1000000.0, 1000000.0, 1000000.0, 1000000.0
Solution 1 | Heat ambient in | stage0 | hub14 | 1000000 | 33928.8122 | 1000000.0, 1000000.0, 1000000.0, 1000000.0, 1000000.0, 1000000.0, 1000000.0, 1000000.0, 1000000.0, 1000000.0, 1000000.0, 1000000.0
Solution 1 | Heat ambient in | stage0 | hub2 | 1000000 | 2749.0888 | 1000000.0, 1000000.0, 1000000.0, 1000000.0, 1000000.0, 1000000.0, 1000000.0, 1000000.0, 1000000.0, 1000000.0, 1000000.0, 1000000.0
Solution 1 | Heat ambient in | stage0 | hub3 | 1000000 | 0 | 1000000.0, 1000000.0, 1000000.0, 1000000.0, 1000000.0, 1000000.0, 1000000.0, 1000000.0, 1000000.0, 1000000.0, 1000000.0, 1000000.0
Solution 1 | Heat ambient in | stage0 | hub4 | 1000000 | 0 | 1000000.0, 1000000.0, 1000000.0, 1000000.0, 1000000.0, 1000000.0, 1000000.0, 1000000.0, 1000000.0, 1000000.0, 1000000.0, 1000000.0
Solution 1 | Heat ambient in | stage0 | hub6 | 1000000 | 20653.4903 | 1000000.0, 1000000.0, 1000000.0, 1000000.0, 1000000.0, 1000000.0, 1000000.0, 1000000.0, 1000000.0, 1000000.0, 1000000.0, 1000000.0
Solution 1 | Heat ambient in | stage0 | hub1 | 1000000 | 3.9965 | 1000000.0, 1000000.0, 1000000.0, 1000000.0, 1000000.0, 1000000.0, 1000000.0, 1000000.0, 1000000.0, 1000000.0, 1000000.0, 1000000.0
Solution 1 | Heat ambient in | stage0 | hub13 | 1000000 | 8651.1227 | 1000000.0, 1000000.0, 1000000.0, 1000000.0, 1000000.0, 1000000.0, 1000000.0, 1000000.0, 1000000.0, 1000000.0, 1000000.0, 1000000.0
Solution 1 | Heat ambient in | stage0 | hub5 | 1000000 | 0 | 1000000.0, 1000000.0, 1000000.0, 1000000.0, 1000000.0, 1000000.0, 1000000.0, 1000000.0, 1000000.0, 1000000.0, 1000000.0, 1000000.0
Solution 1 | Heat ambient in | stage0 | hub9 | 1000000 | 0 | 1000000.0, 1000000.0, 1000000.0, 1000000.0, 1000000.0, 1000000.0, 1000000.0, 1000000.0, 1000000.0, 1000000.0, 1000000.0, 1000000.0
Solution 1 | Heat ambient in | stage0 | hub12 | 1000000 | 0 | 1000000.0, 1000000.0, 1000000.0, 1000000.0, 1000000.0, 1000000.0, 1000000.0, 1000000.0, 1000000.0, 1000000.0, 1000000.0, 1000000.0
Solution 1 | Electricity | stage0 | hub10 | 1000000 | 88815.7567 | 1000000.0, 1000000.0, 1000000.0, 1000000.0, 1000000.0, 1000000.0, 1000000.0, 1000000.0, 1000000.0, 1000000.0, 1000000.0, 1000000.0
Solution 1 | Electricity | stage0 | hub8 | 1000000 | 403086.5409 | 1000000.0, 1000000.0, 1000000.0, 1000000.0, 1000000.0, 1000000.0, 1000000.0, 1000000.0, 1000000.0, 1000000.0, 1000000.0, 1000000.0
Solution 1 | Electricity | stage0 | hub11 | 1000000 | 650940.1597 | 1000000.0, 1000000.0, 1000000.0, 1000000.0, 1000000.0, 1000000.0, 1000000.0, 1000000.0, 1000000.0, 1000000.0, 1000000.0, 1000000.0
Solution 1 | Electricity | stage0 | hub7 | 1000000 | 394088.7449 | 1000000.0, 1000000.0, 1000000.0, 1000000.0, 1000000.0, 1000000.0, 1000000.0, 1000000.0, 1000000.0, 1000000.0, 1000000.0, 1000000.0
Solution 1 | Electricity | stage0 | hub14 | 1000000 | 152727.2898 | 1000000.0, 1000000.0, 1000000.0, 1000000.0, 1000000.0, 1000000.0, 1000000.0, 1000000.0, 1000000.0, 1000000.0, 1000000.0, 1000000.0
Solution 1 | Electricity | stage0 | hub2 | 1000000 | 379741.556 | 1000000.0, 1000000.0, 1000000.0, 1000000.0, 1000000.0, 1000000.0, 1000000.0, 1000000.0, 1000000.0, 1000000.0, 1000000.0, 1000000.0
Solution 1 | Electricity | stage0 | hub3 | 1000000 | 470298.6432 | 1000000.0, 1000000.0, 1000000.0, 1000000.0, 1000000.0, 1000000.0, 1000000.0, 1000000.0, 1000000.0, 1000000.0, 1000000.0, 1000000.0
Solution 1 | Electricity | stage0 | hub4 | 1000000 | 1073869.1675 | 1000000.0, 1000000.0, 1000000.0, 1000000.0, 1000000.0, 1000000.0, 1000000.0, 1000000.0, 1000000.0, 1000000.0, 1000000.0, 1000000.0
Solution 1 | Electricity | stage0 | hub6 | 1000000 | 79531.5617 | 1000000.0, 1000000.0, 1000000.0, 1000000.0, 1000000.0, 1000000.0, 1000000.0, 1000000.0, 1000000.0, 1000000.0, 1000000.0, 1000000.0
Solution 1 | Electricity | stage0 | hub1 | 1000000 | 3778072.2066 | 1000000.0, 1000000.0, 1000000.0, 1000000.0, 1000000.0, 1000000.0, 1000000.0, 1000000.0, 1000000.0, 1000000.0, 1000000.0, 1000000.0
Solution 1 | Electricity | stage0 | hub13 | 1000000 | 122691.1103 | 1000000.0, 1000000.0, 1000000.0, 1000000.0, 1000000.0, 1000000.0, 1000000.0, 1000000.0, 1000000.0, 1000000.0, 1000000.0, 1000000.0
Solution 1 | Electricity | stage0 | hub5 | 1000000 | 604214.3045 | 1000000.0, 1000000.0, 1000000.0, 1000000.0, 1000000.0, 1000000.0, 1000000.0, 1000000.0, 1000000.0, 1000000.0, 1000000.0, 1000000.0
Solution 1 | Electricity | stage0 | hub9 | 1000000 | 2782071.8413 | 1000000.0, 1000000.0, 1000000.0, 1000000.0, 1000000.0, 1000000.0, 1000000.0, 1000000.0, 1000000.0, 1000000.0, 1000000.0, 1000000.0
Solution 1 | Electricity | stage0 | hub12 | 1000000 | 12157470.9886 | 1000000.0, 1000000.0, 1000000.0, 1000000.0, 1000000.0, 1000000.0, 1000000.0, 1000000.0, 1000000.0, 1000000.0, 1000000.0, 1000000.0
Solution 2 | Gas | stage0 | hub10 | 0 | -2.9306e-12 | 0.0, 0.0, 0.0, 0.0, 0.0, 0.0, 0.0, 0.0, 0.0, 0.0, 0.0, 0.0
Solution 2 | Gas | stage0 | hub8 | 0 | -7.0396e-12 | 0.0, 0.0, 0.0, 0.0, 0.0, 0.0, 0.0, 0.0, 0.0, 0.0, 0.0, 0.0
Solution 2 | Gas | stage0 | hub11 | 0 | -2.2924e-11 | 0.0, 0.0, 0.0, 0.0, 0.0, 0.0, 0.0, 0.0, 0.0, 0.0, 0.0, 0.0
Solution 2 | Gas | stage0 | hub7 | 0 | -6.1754e-12 | 0.0, 0.0, 0.0, 0.0, 0.0, 0.0, 0.0, 0.0, 0.0, 0.0, 0.0, 0.0
Solution 2 | Gas | stage0 | hub14 | 0 | -7.2523e-12 | 0.0, 0.0, 0.0, 0.0, 0.0, 0.0, 0.0, 0.0, 0.0, 0.0, 0.0, 0.0
Solution 2 | Gas | stage0 | hub2 | 0 | -8.1163e-12 | 0.0, 0.0, 0.0, 0.0, 0.0, 0.0, 0.0, 0.0, 0.0, 0.0, 0.0, 0.0
Solution 2 | Gas | stage0 | hub3 | 0 | -1.1922e-11 | 0.0, 0.0, 0.0, 0.0, 0.0, 0.0, -0.0, 0.0, 0.0, 0.0, 0.0, 0.0
Solution 2 | Gas | stage0 | hub4 | 0 | -2.1149e-11 | 0.0, 0.0, 0.0, 0.0, 0.0, 0.0, 0.0, 0.0, 0.0, 0.0, 0.0, 0.0
Solution 2 | Gas | stage0 | hub6 | 0.1 | -3.8021e-12 | 0.0, 0.0, 0.0, 0.0, 0.0, 0.0, 0.0, 0.0, 0.0, 0.0, 0.0, 0.0
Solution 2 | Gas | stage0 | hub1 | 0 | -7.3655e-11 | 0.0, 0.0, 0.0, 0.0, 0.0, 0.0, 0.0, 0.0, 0.0, 0.0, 0.0, 0.0
Solution 2 | Gas | stage0 | hub13 | 0 | -4.5087e-12 | 0.0, 0.0, 0.0, 0.0, 0.0, 0.0, 0.0, 0.0, 0.0, 0.0, 0.0, 0.0
Solution 2 | Gas | stage0 | hub5 | 0 | -1.0231e-11 | 0.0, 0.0, 0.0, 0.0, 0.0, 0.0, 0.0, 0.0, 0.0, 0.0, 0.0, 0.0
Solution 2 | Gas | stage0 | hub9 | 0 | -5.1923e-11 | 0.0, 0.0, 0.0, 0.0, 0.0, 0.0, 0.0, 0.0, 0.0, 0.0, 0.0, 0.0
Solution 2 | Gas | stage0 | hub12 | 0 | -4.7384e-10 | 0.0, 0.0, 0.0, 0.0, 0.0, 0.0, 0.0, 0.0, 0.0, 0.0, 0.0, 0.0
Solution 2 | Heat ambient in | stage0 | hub10 | 54.299 | 3424.6025 | 54.299, 35.466, 35.466, 35.466, 0.0, 0.0, 0.0, 0.0, 0.0, 0.0, 4.415, 4.907
Solution 2 | Heat ambient in | stage0 | hub8 | 0 | 0 | 0.0, 0.0, 0.0, 0.0, 0.0, 0.0, 0.0, 0.0, 0.0, 0.0, 0.0, 0.0
Solution 2 | Heat ambient in | stage0 | hub11 | 0 | 0 | 0.0, 0.0, 0.0, 0.0, 0.0, 0.0, 0.0, 0.0, 0.0, 0.0, 0.0, 0.0
Solution 2 | Heat ambient in | stage0 | hub7 | 0 | 0 | 0.0, 0.0, 0.0, 0.0, 0.0, 0.0, 0.0, 0.0, 0.0, 0.0, 0.0, 0.0
Solution 2 | Heat ambient in | stage0 | hub14 | 79.327 | 33830.2464 | 79.327, 79.327, 79.327, 79.327, 72.907, 72.907, 70.708, 0.0, 70.708, 0.0, 12.815, 12.815
Solution 2 | Heat ambient in | stage0 | hub2 | 67.575 | 2749.0888 | 43.521, 67.575, 40.668, 0.0, 0.0, 0.0, 0.0, 0.0, 0.0, 0.0, 43.521, 67.575
Solution 2 | Heat ambient in | stage0 | hub3 | 0 | 0 | 0.0, 0.0, 0.0, 0.0, 0.0, 0.0, 0.0, 0.0, 0.0, 0.0, 0.0, 0.0
Solution 2 | Heat ambient in | stage0 | hub4 | 0 | 0 | 0.0, 0.0, 0.0, 0.0, 0.0, 0.0, 0.0, 0.0, 0.0, 0.0, 0.0, 0.0
Solution 2 | Heat ambient in | stage0 | hub6 | 38.008 | 20561.5732 | 38.008, 38.008, 38.008, 38.008, 38.008, 34.406, 38.008, 0.0, 38.008, 0.008, 13.985, 24.426
Solution 2 | Heat ambient in | stage0 | hub1 | 3.996 | 3.9965 | 3.996, 0.0, 0.0, 0.0, 0.0, 0.0, 0.0, 0.0, 0.0, 0.0, 0.0, 0.0
Solution 2 | Heat ambient in | stage0 | hub13 | 43.706 | 8651.1227 | 43.706, 42.476, 41.102, 38.532, 0.0, 0.0, 0.0, 0.0, 0.0, 38.532, 40.129, 42.476
Solution 2 | Heat ambient in | stage0 | hub5 | 0 | 0 | 0.0, 0.0, 0.0, 0.0, 0.0, 0.0, 0.0, 0.0, 0.0, 0.0, 0.0, 0.0
Solution 2 | Heat ambient in | stage0 | hub9 | 0 | 0 | 0.0, 0.0, 0.0, 0.0, 0.0, 0.0, 0.0, 0.0, 0.0, 0.0, 0.0, 0.0
Solution 2 | Heat ambient in | stage0 | hub12 | 0 | 0 | 0.0, 0.0, 0.0, 0.0, 0.0, 0.0, 0.0, 0.0, 0.0, 0.0, 0.0, 0.0
Solution 2 | Electricity | stage0 | hub10 | 51.186 | 38525.3901 | 51.186, 25.041, 25.709, 21.577, 15.227, 21.165, 22.921, 26.841, 15.87, 21.0, 25.041, 25.995
Solution 2 | Electricity | stage0 | hub8 | 178.779 | 277792.0906 | 67.292, 64.719, 64.719, 67.643, 128.378, 161.276, 175.848, 178.779, 128.378, 71.601, 63.068, 64.719
Solution 2 | Electricity | stage0 | hub11 | 182.872 | 434232.2309 | 119.087, 116.248, 116.248, 111.767, 135.057, 166.967, 181.769, 182.872, 135.057, 111.593, 111.767, 118.897
Solution 2 | Electricity | stage0 | hub7 | 213.649 | 292285.0612 | 66.318, 63.815, 63.815, 67.039, 127.176, 175.697, 175.697, 213.649, 127.176, 70.252, 61.647, 63.815
Solution 2 | Electricity | stage0 | hub14 | 64.367 | 96631.5689 | 61.156, 47.444, 36.819, 27.697, 32.455, 50.59, 50.693, 64.367, 32.455, 28.254, 30.914, 47.444
Solution 2 | Electricity | stage0 | hub2 | 208.884 | 295416.4867 | 119.94, 120.351, 102.88, 75.286, 114.146, 208.884, 208.884, 208.884, 117.313, 97.923, 110.017, 120.351
Solution 2 | Electricity | stage0 | hub3 | 99.824 | 367870.0361 | 61.783, 57.773, 57.984, 55.634, 83.191, 98.62, 99.824, 99.824, 83.191, 55.634, 55.634, 58.107
Solution 2 | Electricity | stage0 | hub4 | 495.482 | 981685.9689 | 173.346, 165.714, 165.714, 183.245, 359.093, 454.282, 490.946, 495.482, 359.093, 195.366, 173.95, 165.714
Solution 2 | Electricity | stage0 | hub6 | 27.785 | 12368.6056 | 27.785, 26.345, 25.249, 2.44, 2.44, 0.666, 0.568, 0.666, 2.44, 18.797, 20.977, 26.345
Solution 2 | Electricity | stage0 | hub1 | 1932.806 | 3183571.0413 | 1305.607, 975.946, 894.231, 874.264, 1219.665, 1932.806, 1932.806, 1932.806, 1219.665, 883.612, 829.974, 1032.85
Solution 2 | Electricity | stage0 | hub13 | 105.904 | 93022.012 | 60.289, 56.773, 56.773, 53.168, 62.534, 104.665, 105.904, 105.904, 70.057, 53.168, 56.74, 59.719
Solution 2 | Electricity | stage0 | hub5 | 289.981 | 596277.3088 | 101.326, 96.626, 97.038, 115.294, 199.75, 248.535, 275.814, 289.981, 199.75, 112.196, 106.281, 96.626
Solution 2 | Electricity | stage0 | hub9 | 779.517 | 2659596.6536 | 456.644, 419.32, 444.872, 401.306, 566.072, 749.634, 771.427, 779.517, 566.072, 392.019, 404.15, 430.06
Solution 2 | Electricity | stage0 | hub12 | 2633.717 | 9350258.1878 | 1577.116, 1550.262, 1550.262, 1492.741, 2042.864, 2521.177, 2633.717, 2633.717, 2042.864, 1521.906, 1501.324, 1561.428
Solution 3 | Gas | stage0 | hub10 | 0 | -3.4626e-12 | 0.0, 0.0, 0.0, 0.0, 0.0, 0.0, 0.0, 0.0, 0.0, 0.0, 0.0, 0.0
Solution 3 | Gas | stage0 | hub8 | 0 | -7.0396e-12 | 0.0, 0.0, 0.0, 0.0, 0.0, 0.0, 0.0, 0.0, 0.0, 0.0, 0.0, 0.0
Solution 3 | Gas | stage0 | hub11 | 0 | -4.3166e-11 | 0.0, 0.0, 0.0, 0.0, 0.0, 0.0, 0.0, 0.0, 0.0, 0.0, 0.0, 0.0
Solution 3 | Gas | stage0 | hub7 | 0 | -6.1754e-12 | 0.0, 0.0, 0.0, 0.0, 0.0, 0.0, 0.0, 0.0, 0.0, 0.0, 0.0, 0.0
Solution 3 | Gas | stage0 | hub14 | 0 | -9.3087e-12 | 0.0, 0.0, 0.0, 0.0, 0.0, 0.0, 0.0, 0.0, 0.0, 0.0, 0.0, 0.0
Solution 3 | Gas | stage0 | hub2 | 0 | -3.0353e-11 | 0.0, 0.0, 0.0, 0.0, 0.0, 0.0, 0.0, 0.0, 0.0, 0.0, 0.0, 0.0
Solution 3 | Gas | stage0 | hub3 | 0 | -3.2599e-12 | 0.0, 0.0, 0.0, 0.0, 0.0, 0.0, -0.0, 0.0, 0.0, 0.0, 0.0, 0.0
Solution 3 | Gas | stage0 | hub4 | 0 | -2.1149e-11 | 0.0, 0.0, 0.0, 0.0, 0.0, 0.0, 0.0, 0.0, 0.0, 0.0, 0.0, 0.0
Solution 3 | Gas | stage0 | hub6 | 0.1 | -3.7587e-12 | 0.0, 0.0, 0.0, 0.0, 0.0, 0.0, 0.0, 0.0, 0.0, 0.0, 0.0, 0.0
Solution 3 | Gas | stage0 | hub1 | 0 | -7.3655e-11 | 0.0, 0.0, 0.0, 0.0, 0.0, 0.0, 0.0, 0.0, 0.0, 0.0, 0.0, 0.0
Solution 3 | Gas | stage0 | hub13 | 0 | -4.8834e-12 | 0.0, 0.0, 0.0, 0.0, 0.0, 0.0, 0.0, 0.0, 0.0, 0.0, 0.0, 0.0
Solution 3 | Gas | stage0 | hub5 | 0 | -2.8148e-11 | 0.0, 0.0, 0.0, 0.0, 0.0, 0.0, 0.0, 0.0, 0.0, 0.0, 0.0, 0.0
Solution 3 | Gas | stage0 | hub9 | 0 | -6.4591e-11 | 0.0, 0.0, 0.0, 0.0, 0.0, 0.0, 0.0, 0.0, 0.0, 0.0, 0.0, 0.0
Solution 3 | Gas | stage0 | hub12 | 0 | -4.5793e-10 | 0.0, 0.0, 0.0, 0.0, 0.0, 0.0, 0.0, 0.0, 0.0, 0.0, 0.0, 0.0
Solution 3 | Heat ambient in | stage0 | hub10 | 54.299 | 2990.9146 | 54.299, 35.497, 35.497, 35.497, 0.0, 0.0, 0.0, 0.0, 0.0, 1.516, 27.441, 4.907
Solution 3 | Heat ambient in | stage0 | hub8 | 0 | 0 | 0.0, 0.0, 0.0, 0.0, 0.0, 0.0, 0.0, 0.0, 0.0, 0.0, 0.0, 0.0
Solution 3 | Heat ambient in | stage0 | hub11 | 0 | 0 | 0.0, 0.0, 0.0, 0.0, 0.0, 0.0, 0.0, 0.0, 0.0, 0.0, 0.0, 0.0
Solution 3 | Heat ambient in | stage0 | hub7 | 0 | 0 | 0.0, 0.0, 0.0, 0.0, 0.0, 0.0, 0.0, 0.0, 0.0, 0.0, 0.0, 0.0
Solution 3 | Heat ambient in | stage0 | hub14 | 79.372 | 30456.1241 | 78.16, 78.16, 78.16, 79.372, 64.014, 64.014, 9.858, 9.858, 65.139, 79.372, 79.372, 5.676
Solution 3 | Heat ambient in | stage0 | hub2 | 67.575 | 2749.0888 | 43.521, 67.575, 40.668, 0.0, 0.0, 0.0, 0.0, 0.0, 0.0, 0.0, 43.521, 67.575
Solution 3 | Heat ambient in | stage0 | hub3 | 0 | 0 | 0.0, 0.0, 0.0, 0.0, 0.0, 0.0, 0.0, 0.0, 0.0, 0.0, 0.0, 0.0
Solution 3 | Heat ambient in | stage0 | hub4 | 0 | 0 | 0.0, 0.0, 0.0, 0.0, 0.0, 0.0, 0.0, 0.0, 0.0, 0.0, 0.0, 0.0
Solution 3 | Heat ambient in | stage0 | hub6 | 40.88 | 18874.2824 | 35.321, 35.321, 35.321, 38.241, 40.88, 34.197, 33.606, 33.606, 34.837, 34.837, 35.321, 24.426
Solution 3 | Heat ambient in | stage0 | hub1 | 3.996 | 3.9965 | 3.996, 0.0, 0.0, 0.0, 0.0, 0.0, 0.0, 0.0, 0.0, 0.0, 0.0, 0.0
Solution 3 | Heat ambient in | stage0 | hub13 | 43.706 | 8651.1227 | 43.706, 42.476, 41.102, 38.532, 0.0, 0.0, 0.0, 0.0, 0.0, 38.532, 40.129, 42.476
Solution 3 | Heat ambient in | stage0 | hub5 | 0 | 0 | 0.0, 0.0, 0.0, 0.0, 0.0, 0.0, 0.0, 0.0, 0.0, 0.0, 0.0, 0.0
Solution 3 | Heat ambient in | stage0 | hub9 | 0 | 0 | 0.0, 0.0, 0.0, 0.0, 0.0, 0.0, 0.0, 0.0, 0.0, 0.0, 0.0, 0.0
Solution 3 | Heat ambient in | stage0 | hub12 | 0 | 0 | 0.0, 0.0, 0.0, 0.0, 0.0, 0.0, 0.0, 0.0, 0.0, 0.0, 0.0, 0.0
Solution 3 | Electricity | stage0 | hub10 | 51.186 | 30044.0705 | 51.186, 25.041, 25.709, 21.577, 14.776, 16.649, 19.581, 21.75, 15.87, 21.0, 25.041, 25.995
Solution 3 | Electricity | stage0 | hub8 | 157.613 | 189309.5644 | 67.241, 64.668, 64.668, 55.007, 111.85, 142.123, 146.769, 157.613, 111.85, 59.321, 58.419, 64.668
Solution 3 | Electricity | stage0 | hub11 | 164.117 | 272661.3742 | 119.087, 116.22, 116.22, 111.767, 122.521, 148.964, 164.117, 164.117, 122.521, 111.593, 111.767, 118.897
Solution 3 | Electricity | stage0 | hub7 | 159.204 | 181394.9994 | 66.318, 63.815, 63.815, 54.243, 111.108, 142.463, 147.187, 159.204, 111.108, 58.393, 56.644, 63.815
Solution 3 | Electricity | stage0 | hub14 | 61.156 | 62887.1366 | 61.156, 47.444, 36.819, 27.697, 22.762, 34.412, 39.805, 45.731, 22.762, 28.254, 30.914, 47.444
Solution 3 | Electricity | stage0 | hub2 | 209.476 | 183954.4007 | 119.94, 120.351, 102.88, 72.417, 113.74, 209.476, 209.476, 209.476, 116.707, 97.655, 110.017, 120.351
Solution 3 | Electricity | stage0 | hub3 | 94.355 | 213601.8557 | 61.783, 57.773, 57.984, 51.364, 77.062, 90.269, 94.355, 94.355, 77.062, 53.618, 53.618, 58.107
Solution 3 | Electricity | stage0 | hub4 | 428.852 | 871466.161 | 173.346, 165.714, 165.714, 155.225, 305.58, 388.957, 403.391, 428.852, 305.58, 160.928, 149.701, 165.714
Solution 3 | Electricity | stage0 | hub6 | 27.785 | 10381.3612 | 27.785, 26.345, 25.249, 2.44, 2.44, 0.666, 0.666, 2.44, 2.44, 19.041, 20.977, 26.345
Solution 3 | Electricity | stage0 | hub1 | 1935.274 | 2166460.0913 | 1305.607, 975.946, 894.231, 782.894, 1106.882, 1935.274, 1935.274, 1935.274, 1106.882, 791.911, 829.974, 1032.85
Solution 3 | Electricity | stage0 | hub13 | 105.872 | 68435.5054 | 60.289, 56.773, 56.773, 53.168, 62.003, 104.633, 105.872, 105.872, 70.09, 53.168, 56.74, 59.719
Solution 3 | Electricity | stage0 | hub5 | 257.219 | 511661.6772 | 101.326, 96.626, 96.626, 93.151, 178.18, 221.046, 230.476, 257.219, 178.18, 98.537, 98.537, 96.626
Solution 3 | Electricity | stage0 | hub9 | 700.664 | 2253099.2231 | 456.644, 419.32, 444.872, 401.275, 534.629, 645.085, 678.679, 700.664, 534.629, 391.989, 404.15, 430.06
Solution 3 | Electricity | stage0 | hub12 | 2595.431 | 7211410.3997 | 1571.984, 1545.455, 1545.455, 1508.175, 2016.205, 2426.363, 2595.431, 2595.431, 2016.205, 1526.535, 1515.227, 1558.655
Solution 4 | Gas | stage0 | hub10 | 0 | -3.4487e-12 | 0.0, 0.0, 0.0, 0.0, 0.0, 0.0, 0.0, 0.0, 0.0, 0.0, 0.0, 0.0
Solution 4 | Gas | stage0 | hub8 | 0 | -7.0396e-12 | 0.0, 0.0, 0.0, 0.0, 0.0, 0.0, 0.0, 0.0, 0.0, 0.0, 0.0, 0.0
Solution 4 | Gas | stage0 | hub11 | 0 | -2.2924e-11 | 0.0, 0.0, 0.0, 0.0, 0.0, 0.0, 0.0, 0.0, 0.0, 0.0, 0.0, 0.0
Solution 4 | Gas | stage0 | hub7 | 0 | -6.1754e-12 | 0.0, 0.0, 0.0, 0.0, 0.0, 0.0, 0.0, 0.0, 0.0, 0.0, 0.0, 0.0
Solution 4 | Gas | stage0 | hub14 | 0 | -9.3087e-12 | 0.0, 0.0, 0.0, 0.0, 0.0, 0.0, 0.0, 0.0, 0.0, 0.0, 0.0, 0.0
Solution 4 | Gas | stage0 | hub2 | 0 | -8.4216e-12 | 0.0, 0.0, 0.0, 0.0, 0.0, 0.0, 0.0, 0.0, 0.0, 0.0, 0.0, 0.0
Solution 4 | Gas | stage0 | hub3 | 0 | -3.2599e-12 | 0.0, 0.0, 0.0, 0.0, 0.0, 0.0, -0.0, 0.0, 0.0, 0.0, 0.0, 0.0
Solution 4 | Gas | stage0 | hub4 | 0 | -2.1149e-11 | 0.0, 0.0, 0.0, 0.0, 0.0, 0.0, 0.0, 0.0, 0.0, 0.0, 0.0, 0.0
Solution 4 | Gas | stage0 | hub6 | 0.1 | -3.7587e-12 | 0.0, 0.0, 0.0, 0.0, 0.0, 0.0, 0.0, 0.0, 0.0, 0.0, 0.0, 0.0
Solution 4 | Gas | stage0 | hub1 | 0 | -7.3655e-11 | 0.0, 0.0, 0.0, 0.0, 0.0, 0.0, 0.0, 0.0, 0.0, 0.0, 0.0, 0.0
Solution 4 | Gas | stage0 | hub13 | 0 | -5.0777e-12 | 0.0, 0.0, 0.0, 0.0, 0.0, 0.0, 0.0, 0.0, 0.0, 0.0, 0.0, 0.0
Solution 4 | Gas | stage0 | hub5 | 0 | -1.0231e-11 | 0.0, 0.0, 0.0, 0.0, 0.0, 0.0, 0.0, 0.0, 0.0, 0.0, 0.0, 0.0
Solution 4 | Gas | stage0 | hub9 | 0 | -5.1923e-11 | 0.0, 0.0, 0.0, 0.0, 0.0, 0.0, 0.0, 0.0, 0.0, 0.0, 0.0, 0.0
Solution 4 | Gas | stage0 | hub12 | 0 | -4.5793e-10 | 0.0, 0.0, 0.0, 0.0, 0.0, 0.0, 0.0, 0.0, 0.0, 0.0, 0.0, 0.0
Solution 4 | Heat ambient in | stage0 | hub10 | 54.299 | 250.4362 | 54.299, 4.907, 5.403, 0.0, 0.0, 0.0, 0.0, 0.0, 0.0, 0.0, 3.102, 4.907
Solution 4 | Heat ambient in | stage0 | hub8 | 0 | 0 | 0.0, 0.0, 0.0, 0.0, 0.0, 0.0, 0.0, 0.0, 0.0, 0.0, 0.0, 0.0
Solution 4 | Heat ambient in | stage0 | hub11 | 0 | 0 | 0.0, 0.0, 0.0, 0.0, 0.0, 0.0, 0.0, 0.0, 0.0, 0.0, 0.0, 0.0
Solution 4 | Heat ambient in | stage0 | hub7 | 0 | 0 | 0.0, 0.0, 0.0, 0.0, 0.0, 0.0, 0.0, 0.0, 0.0, 0.0, 0.0, 0.0
Solution 4 | Heat ambient in | stage0 | hub14 | 17.274 | 87.1649 | 17.274, 5.676, 0.0, 0.0, 0.0, 0.0, 0.0, 0.0, 0.0, 0.0, 0.0, 5.676
Solution 4 | Heat ambient in | stage0 | hub2 | 67.575 | 2749.0888 | 43.521, 67.575, 40.668, 0.0, 0.0, 0.0, 0.0, 0.0, 0.0, 0.0, 43.521, 67.575
Solution 4 | Heat ambient in | stage0 | hub3 | 0 | 0 | 0.0, 0.0, 0.0, 0.0, 0.0, 0.0, 0.0, 0.0, 0.0, 0.0, 0.0, 0.0
Solution 4 | Heat ambient in | stage0 | hub4 | 0 | 0 | 0.0, 0.0, 0.0, 0.0, 0.0, 0.0, 0.0, 0.0, 0.0, 0.0, 0.0, 0.0
Solution 4 | Heat ambient in | stage0 | hub6 | 33.225 | 2263.8358 | 33.225, 24.426, 19.842, 2.632, 0.0, 0.0, 0.0, 0.0, 0.0, 0.008, 12.394, 24.426
Solution 4 | Heat ambient in | stage0 | hub1 | 3.996 | 3.9965 | 3.996, 0.0, 0.0, 0.0, 0.0, 0.0, 0.0, 0.0, 0.0, 0.0, 0.0, 0.0
Solution 4 | Heat ambient in | stage0 | hub13 | 43.706 | 8651.1227 | 43.706, 42.476, 41.102, 38.532, 0.0, 0.0, 0.0, 0.0, 0.0, 38.532, 40.129, 42.476
Solution 4 | Heat ambient in | stage0 | hub5 | 0 | 0 | 0.0, 0.0, 0.0, 0.0, 0.0, 0.0, 0.0, 0.0, 0.0, 0.0, 0.0, 0.0
Solution 4 | Heat ambient in | stage0 | hub9 | 0 | 0 | 0.0, 0.0, 0.0, 0.0, 0.0, 0.0, 0.0, 0.0, 0.0, 0.0, 0.0, 0.0
Solution 4 | Heat ambient in | stage0 | hub12 | 0 | 0 | 0.0, 0.0, 0.0, 0.0, 0.0, 0.0, 0.0, 0.0, 0.0, 0.0, 0.0, 0.0
Solution 4 | Electricity | stage0 | hub10 | 51.186 | 17037.7342 | 51.186, 21.577, 21.577, 21.577, 13.368, 16.649, 19.787, 20.455, 12.058, 21.0, 21.577, 16.246
Solution 4 | Electricity | stage0 | hub8 | 156.47 | 119075.3785 | 64.731, 59.486, 54.14, 52.497, 106.648, 140.844, 145.684, 156.47, 106.648, 54.795, 55.908, 59.486
Solution 4 | Electricity | stage0 | hub11 | 155.076 | 157979.5231 | 54.322, 45.747, 43.53, 57.759, 110.678, 139.209, 155.076, 155.076, 110.678, 58.122, 46.113, 47.177
Solution 4 | Electricity | stage0 | hub7 | 157.164 | 136884.5394 | 66.318, 60.624, 54.337, 52.011, 106.183, 141.57, 146.294, 157.164, 106.183, 54.045, 56.644, 60.624
Solution 4 | Electricity | stage0 | hub14 | 61.156 | 38777.0917 | 61.156, 39.674, 34.637, 23.066, 22.762, 34.412, 39.805, 45.731, 22.762, 25.779, 30.914, 39.674
Solution 4 | Electricity | stage0 | hub2 | 115.939 | 90827.7764 | 115.939, 110.017, 102.88, 72.417, 97.655, 75.892, 115.939, 115.939, 23.193, 97.655, 110.017, 115.473
Solution 4 | Electricity | stage0 | hub3 | 93.467 | 166565.7403 | 57.995, 54.054, 56.511, 48.875, 74.626, 88.667, 93.381, 93.467, 74.626, 47.174, 49.86, 54.823
Solution 4 | Electricity | stage0 | hub4 | 426.864 | 622052.8463 | 173.346, 159.528, 142.576, 144.449, 288.971, 387.64, 397.442, 426.864, 288.971, 144.621, 145.829, 159.528
Solution 4 | Electricity | stage0 | hub6 | 26.899 | 7523.8971 | 26.899, 26.2, 24.8, 0.666, 0.666, 0.376, 0.376, 0.376, 0.666, 0.666, 20.507, 26.2
Solution 4 | Electricity | stage0 | hub1 | 1305.607 | 1431333.0838 | 1305.607, 975.946, 894.231, 782.894, 791.911, 1221.423, 1305.607, 1305.607, 593.206, 791.911, 829.974, 1032.85
Solution 4 | Electricity | stage0 | hub13 | 68.572 | 30186.8051 | 59.552, 56.773, 56.773, 53.168, 30.163, 68.572, 68.572, 68.572, 30.163, 53.168, 56.487, 58.997
Solution 4 | Electricity | stage0 | hub5 | 254.138 | 368404.2813 | 101.326, 93.93, 85.363, 89.115, 170.744, 219.431, 228.861, 254.138, 170.744, 91.149, 93.556, 93.93
Solution 4 | Electricity | stage0 | hub9 | 681.056 | 1362266.8707 | 380.362, 381.667, 381.667, 381.667, 510.619, 623.328, 656.922, 681.056, 510.619, 372.38, 381.667, 324.329
Solution 4 | Electricity | stage0 | hub12 | 2519.394 | 5269312.2132 | 1518.24, 1491.386, 1491.386, 1334.606, 1907.328, 2336.434, 2519.394, 2519.394, 1907.328, 1340.291, 1450.198, 1491.386

## Exports
Solution | Name | Stage | Hub | Capacity (kW) | Exported energy (kWh/year) | Monthly capacity (kW)
Solution 1 | Slack | stage0 | hub10 | 1000000 | 73.7628 | 1000000.0, 1000000.0, 1000000.0, 1000000.0, 1000000.0, 1000000.0, 1000000.0, 1000000.0, 1000000.0, 1000000.0, 1000000.0, 1000000.0
Solution 1 | Slack | stage0 | hub8 | 1000000 | 180.1981 | 1000000.0, 1000000.0, 1000000.0, 1000000.0, 1000000.0, 1000000.0, 1000000.0, 1000000.0, 1000000.0, 1000000.0, 1000000.0, 1000000.0
Solution 1 | Slack | stage0 | hub11 | 1000000 | 444.0691 | 1000000.0, 1000000.0, 1000000.0, 1000000.0, 1000000.0, 1000000.0, 1000000.0, 1000000.0, 1000000.0, 1000000.0, 1000000.0, 1000000.0
Solution 1 | Slack | stage0 | hub7 | 1000000 | 201.2538 | 1000000.0, 1000000.0, 1000000.0, 1000000.0, 1000000.0, 1000000.0, 1000000.0, 1000000.0, 1000000.0, 1000000.0, 1000000.0, 1000000.0
Solution 1 | Slack | stage0 | hub14 | 1000000 | 190.4286 | 1000000.0, 1000000.0, 1000000.0, 1000000.0, 1000000.0, 1000000.0, 1000000.0, 1000000.0, 1000000.0, 1000000.0, 1000000.0, 1000000.0
Solution 1 | Slack | stage0 | hub2 | 1000000 | 121.0489 | 1000000.0, 1000000.0, 1000000.0, 1000000.0, 1000000.0, 1000000.0, 1000000.0, 1000000.0, 1000000.0, 1000000.0, 1000000.0, 1000000.0
Solution 1 | Slack | stage0 | hub3 | 1000000 | 62.9666 | 1000000.0, 1000000.0, 1000000.0, 1000000.0, 1000000.0, 1000000.0, 1000000.0, 1000000.0, 1000000.0, 1000000.0, 1000000.0, 1000000.0
Solution 1 | Slack | stage0 | hub4 | 1000000 | 488.0003 | 1000000.0, 1000000.0, 1000000.0, 1000000.0, 1000000.0, 1000000.0, 1000000.0, 1000000.0, 1000000.0, 1000000.0, 1000000.0, 1000000.0
Solution 1 | Slack | stage0 | hub6 | 1000000 | 92.3999 | 1000000.0, 1000000.0, 1000000.0, 1000000.0, 1000000.0, 1000000.0, 1000000.0, 1000000.0, 1000000.0, 1000000.0, 1000000.0, 1000000.0
Solution 1 | Slack | stage0 | hub1 | 1000000 | 652.1445 | 1000000.0, 1000000.0, 1000000.0, 1000000.0, 1000000.0, 1000000.0, 1000000.0, 1000000.0, 1000000.0, 1000000.0, 1000000.0, 1000000.0
Solution 1 | Slack | stage0 | hub13 | 1000000 | 102.589 | 1000000.0, 1000000.0, 1000000.0, 1000000.0, 1000000.0, 1000000.0, 1000000.0, 1000000.0, 1000000.0, 1000000.0, 1000000.0, 1000000.0
Solution 1 | Slack | stage0 | hub5 | 1000000 | 237.151 | 1000000.0, 1000000.0, 1000000.0, 1000000.0, 1000000.0, 1000000.0, 1000000.0, 1000000.0, 1000000.0, 1000000.0, 1000000.0, 1000000.0
Solution 1 | Slack | stage0 | hub9 | 1000000 | 831.5705 | 1000000.0, 1000000.0, 1000000.0, 1000000.0, 1000000.0, 1000000.0, 1000000.0, 1000000.0, 1000000.0, 1000000.0, 1000000.0, 1000000.0
Solution 1 | Slack | stage0 | hub12 | 1000000 | 9741.1299 | 1000000.0, 1000000.0, 1000000.0, 1000000.0, 1000000.0, 1000000.0, 1000000.0, 1000000.0, 1000000.0, 1000000.0, 1000000.0, 1000000.0
Solution 1 | Heat ambient out | stage0 | hub10 | 1000000 | 11965.2072 | 1000000.0, 1000000.0, 1000000.0, 1000000.0, 1000000.0, 1000000.0, 1000000.0, 1000000.0, 1000000.0, 1000000.0, 1000000.0, 1000000.0
Solution 1 | Heat ambient out | stage0 | hub8 | 1000000 | 170915.0575 | 1000000.0, 1000000.0, 1000000.0, 1000000.0, 1000000.0, 1000000.0, 1000000.0, 1000000.0, 1000000.0, 1000000.0, 1000000.0, 1000000.0
Solution 1 | Heat ambient out | stage0 | hub11 | 1000000 | 314604.7385 | 1000000.0, 1000000.0, 1000000.0, 1000000.0, 1000000.0, 1000000.0, 1000000.0, 1000000.0, 1000000.0, 1000000.0, 1000000.0, 1000000.0
Solution 1 | Heat ambient out | stage0 | hub7 | 1000000 | 147329.8208 | 1000000.0, 1000000.0, 1000000.0, 1000000.0, 1000000.0, 1000000.0, 1000000.0, 1000000.0, 1000000.0, 1000000.0, 1000000.0, 1000000.0
Solution 1 | Heat ambient out | stage0 | hub14 | 1000000 | 10.4 | 1000000.0, 1000000.0, 1000000.0, 1000000.0, 1000000.0, 1000000.0, 1000000.0, 1000000.0, 1000000.0, 1000000.0, 1000000.0, 1000000.0
Solution 1 | Heat ambient out | stage0 | hub2 | 1000000 | 182201.4373 | 1000000.0, 1000000.0, 1000000.0, 1000000.0, 1000000.0, 1000000.0, 1000000.0, 1000000.0, 1000000.0, 1000000.0, 1000000.0, 1000000.0
Solution 1 | Heat ambient out | stage0 | hub3 | 1000000 | 119058.4429 | 1000000.0, 1000000.0, 1000000.0, 1000000.0, 1000000.0, 1000000.0, 1000000.0, 1000000.0, 1000000.0, 1000000.0, 1000000.0, 1000000.0
Solution 1 | Heat ambient out | stage0 | hub4 | 1000000 | 499933.6961 | 1000000.0, 1000000.0, 1000000.0, 1000000.0, 1000000.0, 1000000.0, 1000000.0, 1000000.0, 1000000.0, 1000000.0, 1000000.0, 1000000.0
Solution 1 | Heat ambient out | stage0 | hub6 | 1000000 | 23.9 | 1000000.0, 1000000.0, 1000000.0, 1000000.0, 1000000.0, 1000000.0, 1000000.0, 1000000.0, 1000000.0, 1000000.0, 1000000.0, 1000000.0
Solution 1 | Heat ambient out | stage0 | hub1 | 1000000 | 2749427.0576 | 1000000.0, 1000000.0, 1000000.0, 1000000.0, 1000000.0, 1000000.0, 1000000.0, 1000000.0, 1000000.0, 1000000.0, 1000000.0, 1000000.0
Solution 1 | Heat ambient out | stage0 | hub13 | 1000000 | 24283.5148 | 1000000.0, 1000000.0, 1000000.0, 1000000.0, 1000000.0, 1000000.0, 1000000.0, 1000000.0, 1000000.0, 1000000.0, 1000000.0, 1000000.0
Solution 1 | Heat ambient out | stage0 | hub5 | 1000000 | 259727.578 | 1000000.0, 1000000.0, 1000000.0, 1000000.0, 1000000.0, 1000000.0, 1000000.0, 1000000.0, 1000000.0, 1000000.0, 1000000.0, 1000000.0
Solution 1 | Heat ambient out | stage0 | hub9 | 1000000 | 1383627.1859 | 1000000.0, 1000000.0, 1000000.0, 1000000.0, 1000000.0, 1000000.0, 1000000.0, 1000000.0, 1000000.0, 1000000.0, 1000000.0, 1000000.0
Solution 1 | Heat ambient out | stage0 | hub12 | 1000000 | 2709942.5134 | 1000000.0, 1000000.0, 1000000.0, 1000000.0, 1000000.0, 1000000.0, 1000000.0, 1000000.0, 1000000.0, 1000000.0, 1000000.0, 1000000.0
Solution 1 | export_electricity | stage0 | plant | 1000000 | 0 | 1000000.0, 1000000.0, 1000000.0, 1000000.0, 1000000.0, 1000000.0, 1000000.0, 1000000.0, 1000000.0, 1000000.0, 1000000.0, 1000000.0
Solution 2 | Slack | stage0 | hub10 | 0.187 | 73.7628 | 0.187, 0.077, 0.078, 0.06, 0.027, 0.0, 0.0, 0.0, 0.0, 0.058, 0.073, 0.077
Solution 2 | Slack | stage0 | hub8 | 0.202 | 197.6164 | 0.202, 0.202, 0.202, 0.194, 0.194, 0.172, 0.0, 0.0, 0.0, 0.184, 0.194, 0.202
Solution 2 | Slack | stage0 | hub11 | 0.333 | 452.7419 | 0.322, 0.333, 0.312, 0.317, 0.317, 0.046, 0.0, 0.089, 0.267, 0.306, 0.322, 0.333
Solution 2 | Slack | stage0 | hub7 | 0.213 | 217.1161 | 0.197, 0.197, 0.213, 0.213, 0.2, 0.191, 0.0, 0.0, 0.0, 0.213, 0.193, 0.19
Solution 2 | Slack | stage0 | hub14 | 0.196 | 197.2167 | 0.196, 0.17, 0.144, 0.162, 0.162, 0.162, 0.0, 0.0, 0.016, 0.101, 0.101, 0.17
Solution 2 | Slack | stage0 | hub2 | 0.405 | 129.4701 | 0.351, 0.405, 0.345, 0.201, 0.254, 0.128, 0.254, 0.0, 0.254, 0.201, 0.351, 0.405
Solution 2 | Slack | stage0 | hub3 | 0.1 | 63.5483 | 0.083, 0.083, 0.084, 0.037, 0.028, 0.028, 0.002, 0.0, 0.002, 0.046, 0.05, 0.083
Solution 2 | Slack | stage0 | hub4 | 0.551 | 534.3266 | 0.551, 0.551, 0.523, 0.527, 0.527, 0.331, 0.0, 0.0, 0.0, 0.457, 0.497, 0.551
Solution 2 | Slack | stage0 | hub6 | 0.158 | 95.6187 | 0.158, 0.139, 0.135, 0.09, 0.077, 0.077, 0.0, 0.0, 0.0, 0.084, 0.112, 0.139
Solution 2 | Slack | stage0 | hub1 | 2.849 | 662.5277 | 2.849, 2.606, 1.818, 0.812, 0.946, 0.223, 0.946, 0.0, 0.946, 0.717, 1.771, 2.606
Solution 2 | Slack | stage0 | hub13 | 0.193 | 102.6194 | 0.193, 0.19, 0.187, 0.182, 0.016, 0.0, 0.01, 0.0, 0.01, 0.182, 0.185, 0.19
Solution 2 | Slack | stage0 | hub5 | 0.303 | 263.4407 | 0.303, 0.293, 0.301, 0.285, 0.279, 0.27, 0.0, 0.0, 0.0, 0.258, 0.289, 0.301
Solution 2 | Slack | stage0 | hub9 | 0.942 | 847.3205 | 0.875, 0.849, 0.942, 0.617, 0.308, 0.092, 0.0, 0.0, 0.05, 0.569, 0.713, 0.849
Solution 2 | Slack | stage0 | hub12 | 3.691 | 9855.9781 | 3.664, 3.664, 3.691, 3.427, 2.403, 2.403, 0.0, 0.0, 2.104, 3.577, 3.577, 3.664
Solution 2 | Heat ambient out | stage0 | hub10 | 6.545 | 11970.561 | 0.0, 0.0, 0.0, 0.0, 6.545, 6.542, 6.545, 6.545, 6.545, 0.0, 0.0, 0.0
Solution 2 | Heat ambient out | stage0 | hub8 | 25.611 | 170277.4205 | 25.611, 25.611, 25.611, 25.611, 25.611, 25.611, 25.611, 25.611, 25.611, 25.611, 25.611, 25.611
Solution 2 | Heat ambient out | stage0 | hub11 | 82.579 | 314380.8144 | 82.579, 82.579, 82.579, 82.579, 82.579, 82.579, 82.579, 82.579, 82.579, 82.579, 82.579, 0.0
Solution 2 | Heat ambient out | stage0 | hub7 | 24.58 | 148407.743 | 24.58, 24.58, 24.58, 24.58, 24.58, 24.58, 24.58, 24.58, 24.58, 24.58, 24.58, 21.561
Solution 2 | Heat ambient out | stage0 | hub14 | 0.1 | 10.4 | 0.0, 0.0, 0.0, 0.0, 0.0, 0.0, 0.1, 0.1, 0.0, 0.0, 0.0, 0.0
Solution 2 | Heat ambient out | stage0 | hub2 | 70.473 | 177980.577 | 70.473, 70.473, 70.473, 70.473, 70.473, 70.473, 70.473, 70.473, 70.473, 70.473, 70.473, 0.361
Solution 2 | Heat ambient out | stage0 | hub3 | 24.174 | 118348.7045 | 24.174, 24.174, 24.174, 24.174, 24.174, 24.174, 24.174, 24.174, 24.174, 24.174, 24.174, 24.16
Solution 2 | Heat ambient out | stage0 | hub4 | 107.761 | 502494.6741 | 107.761, 107.761, 107.761, 107.761, 107.761, 107.761, 107.761, 107.761, 107.761, 107.761, 107.761, 29.412
Solution 2 | Heat ambient out | stage0 | hub6 | 0.1 | 23.9 | 0.0, 0.0, 0.0, 0.0, 0.1, 0.1, 0.1, 0.1, 0.1, 0.0, 0.0, 0.0
Solution 2 | Heat ambient out | stage0 | hub1 | 1454.072 | 2737160.223 | 1454.072, 1454.072, 1454.072, 1454.072, 1454.072, 1454.072, 1454.072, 1454.072, 1454.072, 1376.134, 1454.072, 544.004
Solution 2 | Heat ambient out | stage0 | hub13 | 66.609 | 24822.0366 | 53.292, 53.292, 53.292, 53.292, 53.292, 66.609, 66.609, 66.609, 66.609, 10.628, 0.0, 0.0
Solution 2 | Heat ambient out | stage0 | hub5 | 40.362 | 258740.9225 | 40.362, 40.362, 40.362, 40.362, 40.362, 40.362, 40.362, 40.362, 40.362, 40.362, 40.362, 40.268
Solution 2 | Heat ambient out | stage0 | hub9 | 196.388 | 1377816.9287 | 196.388, 196.388, 196.388, 196.388, 196.388, 196.388, 196.388, 196.388, 196.388, 196.388, 196.388, 196.388
Solution 2 | Heat ambient out | stage0 | hub12 | 776.041 | 2712444.5766 | 776.041, 776.041, 776.041, 776.041, 776.041, 776.041, 776.041, 776.041, 776.041, 776.041, 776.041, 0.0
Solution 2 | export_electricity | stage0 | plant | 670.866 | 20513.4088 | 0.0, 0.0, 0.0, 670.866, 670.866, 670.866, 0.0, 0.0, 0.0, 0.0, 0.0, 0.0
Solution 3 | Slack | stage0 | hub10 | 0.187 | 91.0058 | 0.187, 0.091, 0.091, 0.091, 0.027, 0.003, 0.02, 0.003, 0.072, 0.082, 0.082, 0.077
Solution 3 | Slack | stage0 | hub8 | 0.266 | 212.7427 | 0.266, 0.266, 0.254, 0.212, 0.195, 0.192, 0.0, 0.0, 0.196, 0.212, 0.227, 0.266
Solution 3 | Slack | stage0 | hub11 | 0.325 | 452.6216 | 0.323, 0.325, 0.312, 0.317, 0.317, 0.046, 0.0, 0.089, 0.258, 0.306, 0.323, 0.325
Solution 3 | Slack | stage0 | hub7 | 0.248 | 235.9908 | 0.245, 0.245, 0.248, 0.207, 0.202, 0.196, 0.0, 0.0, 0.203, 0.207, 0.213, 0.245
Solution 3 | Slack | stage0 | hub14 | 0.196 | 280.0518 | 0.196, 0.174, 0.174, 0.177, 0.142, 0.143, 0.14, 0.081, 0.145, 0.177, 0.177, 0.17
Solution 3 | Slack | stage0 | hub2 | 0.405 | 151.4759 | 0.351, 0.405, 0.345, 0.201, 0.125, 0.101, 0.125, 0.101, 0.125, 0.201, 0.351, 0.405
Solution 3 | Slack | stage0 | hub3 | 0.1 | 66.3696 | 0.083, 0.083, 0.084, 0.048, 0.028, 0.0, 0.028, 0.0, 0.028, 0.046, 0.05, 0.083
Solution 3 | Slack | stage0 | hub4 | 0.654 | 566.3824 | 0.632, 0.632, 0.654, 0.564, 0.504, 0.436, 0.0, 0.0, 0.542, 0.564, 0.561, 0.632
Solution 3 | Slack | stage0 | hub6 | 0.158 | 138.6664 | 0.158, 0.139, 0.135, 0.09, 0.096, 0.081, 0.08, 0.08, 0.083, 0.084, 0.112, 0.139
Solution 3 | Slack | stage0 | hub1 | 2.849 | 705.2852 | 2.849, 2.606, 1.818, 0.812, 0.859, 0.112, 0.859, 0.112, 0.859, 0.717, 1.771, 2.606
Solution 3 | Slack | stage0 | hub13 | 0.193 | 103.6887 | 0.193, 0.19, 0.187, 0.182, 0.096, 0.0, 0.096, 0.0, 0.096, 0.182, 0.185, 0.19
Solution 3 | Slack | stage0 | hub5 | 0.349 | 288.9731 | 0.349, 0.349, 0.349, 0.288, 0.27, 0.27, 0.0, 0.0, 0.28, 0.296, 0.3, 0.349
Solution 3 | Slack | stage0 | hub9 | 0.942 | 858.8061 | 0.875, 0.872, 0.942, 0.618, 0.308, 0.092, 0.0, 0.0, 0.05, 0.569, 0.713, 0.872
Solution 3 | Slack | stage0 | hub12 | 3.753 | 9822.8896 | 3.711, 3.711, 3.753, 3.489, 2.22, 2.22, 0.0, 0.0, 1.876, 3.631, 3.631, 3.711
Solution 3 | Heat ambient out | stage0 | hub10 | 6.843 | 9955.2213 | 0.0, 0.0, 0.0, 0.0, 6.843, 6.843, 6.843, 6.843, 6.843, 0.0, 0.0, 0.0
Solution 3 | Heat ambient out | stage0 | hub8 | 25.102 | 165431.7834 | 25.102, 25.102, 25.102, 25.102, 25.102, 25.102, 25.102, 25.102, 25.102, 25.102, 25.102, 25.102
Solution 3 | Heat ambient out | stage0 | hub11 | 79.636 | 310590.5056 | 79.636, 79.636, 79.636, 79.636, 79.636, 79.636, 79.636, 79.636, 79.636, 79.636, 79.636, 0.0
Solution 3 | Heat ambient out | stage0 | hub7 | 22.328 | 140673.6965 | 22.328, 22.328, 22.328, 22.328, 22.328, 22.328, 22.328, 22.328, 22.328, 22.328, 22.328, 22.328
Solution 3 | Heat ambient out | stage0 | hub14 | 0.1 | 10.4 | 0.0, 0.0, 0.0, 0.0, 0.0, 0.0, 0.1, 0.1, 0.0, 0.0, 0.0, 0.0
Solution 3 | Heat ambient out | stage0 | hub2 | 85.271 | 152289.1394 | 85.271, 85.271, 85.271, 85.271, 85.271, 85.271, 85.271, 85.271, 85.271, 85.271, 85.271, 83.023
Solution 3 | Heat ambient out | stage0 | hub3 | 24.361 | 110198.2854 | 24.361, 24.361, 24.361, 24.361, 24.361, 24.361, 24.361, 24.361, 24.361, 24.361, 24.361, 24.361
Solution 3 | Heat ambient out | stage0 | hub4 | 107.761 | 481046.5657 | 107.761, 107.761, 107.761, 107.761, 107.761, 107.761, 107.761, 107.761, 107.761, 107.761, 107.761, 107.761
Solution 3 | Heat ambient out | stage0 | hub6 | 2.835 | 654.113 | 0.0, 0.0, 0.0, 0.0, 2.835, 2.835, 2.835, 2.835, 2.835, 0.0, 0.0, 0.0
Solution 3 | Heat ambient out | stage0 | hub1 | 1515.79 | 2655359.4138 | 1515.79, 1515.79, 1515.79, 1515.79, 1515.79, 1515.79, 1515.79, 1515.79, 1515.79, 1515.79, 1515.79, 0.0
Solution 3 | Heat ambient out | stage0 | hub13 | 65.817 | 24091.4865 | 0.0, 0.0, 0.0, 0.0, 65.817, 65.817, 65.817, 65.817, 65.817, 10.628, 0.0, 0.0
Solution 3 | Heat ambient out | stage0 | hub5 | 40.362 | 249175.8397 | 40.362, 40.362, 40.362, 40.362, 40.362, 40.362, 40.362, 40.362, 40.362, 40.362, 40.362, 40.362
Solution 3 | Heat ambient out | stage0 | hub9 | 196.085 | 1367455.6519 | 196.085, 196.085, 196.085, 196.085, 196.085, 196.085, 196.085, 196.085, 196.085, 196.085, 196.085, 196.085
Solution 3 | Heat ambient out | stage0 | hub12 | 720.82 | 2677356.2592 | 720.82, 720.82, 720.82, 720.82, 720.82, 720.82, 720.82, 720.82, 720.82, 720.82, 720.82, 0.0
Solution 3 | export_electricity | stage0 | plant | 2654.241 | 520260.1663 | 995.2, 995.2, 995.2, 2654.241, 2654.241, 2654.241, 1267.096, 702.393, 1276.473, 515.374, 515.374, 0.0
Solution 4 | Slack | stage0 | hub10 | 0.237 | 177.7936 | 0.229, 0.229, 0.237, 0.216, 0.193, 0.0, 0.004, 0.0, 0.191, 0.21, 0.216, 0.229
Solution 4 | Slack | stage0 | hub8 | 0.184 | 209.0901 | 0.184, 0.184, 0.184, 0.139, 0.125, 0.125, 0.0, 0.0, 0.122, 0.139, 0.141, 0.184
Solution 4 | Slack | stage0 | hub11 | 0.345 | 454.1191 | 0.342, 0.345, 0.342, 0.317, 0.317, 0.046, 0.0, 0.089, 0.258, 0.306, 0.328, 0.345
Solution 4 | Slack | stage0 | hub7 | 0.19 | 231.351 | 0.19, 0.19, 0.19, 0.143, 0.127, 0.119, 0.0, 0.0, 0.129, 0.143, 0.146, 0.19
Solution 4 | Slack | stage0 | hub14 | 1.066 | 915.7735 | 1.037, 1.037, 1.066, 0.991, 0.94, 0.86, 0.898, 0.86, 0.928, 0.991, 0.991, 1.037
Solution 4 | Slack | stage0 | hub2 | 0.405 | 125.7566 | 0.351, 0.405, 0.345, 0.201, 0.254, 0.0, 0.254, 0.0, 0.254, 0.201, 0.351, 0.405
Solution 4 | Slack | stage0 | hub3 | 0.1 | 83.9321 | 0.083, 0.083, 0.084, 0.067, 0.048, 0.048, 0.048, 0.0, 0.048, 0.056, 0.065, 0.083
Solution 4 | Slack | stage0 | hub4 | 0.515 | 551.8939 | 0.515, 0.515, 0.443, 0.314, 0.237, 0.237, 0.0, 0.0, 0.264, 0.314, 0.325, 0.515
Solution 4 | Slack | stage0 | hub6 | 0.468 | 483.2261 | 0.38, 0.413, 0.468, 0.413, 0.349, 0.323, 0.317, 0.317, 0.328, 0.334, 0.413, 0.38
Solution 4 | Slack | stage0 | hub1 | 2.849 | 1453.7692 | 2.849, 2.606, 1.818, 1.694, 1.694, 1.694, 1.694, 1.694, 1.694, 1.694, 1.771, 2.606
Solution 4 | Slack | stage0 | hub13 | 0.193 | 103.3309 | 0.193, 0.19, 0.187, 0.182, 0.096, 0.0, 0.096, 0.0, 0.096, 0.182, 0.185, 0.19
Solution 4 | Slack | stage0 | hub5 | 0.242 | 279.2866 | 0.242, 0.242, 0.242, 0.19, 0.161, 0.158, 0.0, 0.0, 0.165, 0.19, 0.19, 0.242
Solution 4 | Slack | stage0 | hub9 | 0.942 | 856.0565 | 0.925, 0.895, 0.942, 0.617, 0.308, 0.092, 0.0, 0.0, 0.05, 0.569, 0.76, 0.895
Solution 4 | Slack | stage0 | hub12 | 5.155 | 9773.1586 | 5.155, 5.155, 5.155, 3.995, 3.156, 3.156, 0.0, 0.734, 3.169, 4.065, 4.557, 5.155
Solution 4 | Heat ambient out | stage0 | hub10 | 16.754 | 13775.3783 | 0.0, 0.0, 0.0, 0.0, 16.754, 16.754, 16.754, 16.754, 16.754, 0.0, 0.0, 0.0
Solution 4 | Heat ambient out | stage0 | hub8 | 103.717 | 164248.6664 | 103.717, 103.717, 103.717, 103.717, 103.717, 103.717, 103.717, 103.717, 103.717, 103.717, 103.717, 103.717
Solution 4 | Heat ambient out | stage0 | hub11 | 180.607 | 282971.8369 | 180.607, 180.607, 180.607, 180.607, 180.607, 180.607, 180.607, 180.607, 180.607, 180.607, 180.607, 180.607
Solution 4 | Heat ambient out | stage0 | hub7 | 89.043 | 142078.1388 | 89.043, 89.043, 89.043, 89.043, 89.043, 89.043, 89.043, 89.043, 89.043, 89.043, 89.043, 89.043
Solution 4 | Heat ambient out | stage0 | hub14 | 47.446 | 2244.1762 | 0.0, 0.0, 0.0, 0.0, 0.0, 6.835, 47.446, 47.446, 0.0, 0.0, 0.0, 0.0
Solution 4 | Heat ambient out | stage0 | hub2 | 85.392 | 132531.0461 | 85.392, 85.392, 85.392, 85.392, 85.392, 85.392, 85.392, 85.392, 85.392, 85.392, 85.392, 0.0
Solution 4 | Heat ambient out | stage0 | hub3 | 48.7 | 76584.1622 | 48.7, 48.7, 48.7, 48.7, 48.7, 48.7, 48.7, 48.7, 48.7, 48.7, 48.7, 48.7
Solution 4 | Heat ambient out | stage0 | hub4 | 299.651 | 485148.9203 | 299.651, 299.651, 299.651, 299.651, 299.651, 299.651, 299.651, 299.651, 299.651, 299.651, 299.651, 299.651
Solution 4 | Heat ambient out | stage0 | hub6 | 108.81 | 17402.3122 | 0.0, 0.0, 0.0, 0.0, 49.068, 94.082, 101.366, 108.81, 49.068, 0.0, 0.0, 0.0
Solution 4 | Heat ambient out | stage0 | hub1 | 636.794 | 1075533.525 | 636.794, 636.794, 636.794, 636.794, 636.794, 636.794, 636.794, 636.794, 636.794, 636.794, 636.794, 0.0
Solution 4 | Heat ambient out | stage0 | hub13 | 54.639 | 9968.8673 | 0.0, 0.0, 0.0, 0.0, 54.639, 54.639, 54.639, 54.639, 54.639, 10.628, 0.0, 0.0
Solution 4 | Heat ambient out | stage0 | hub5 | 154.379 | 250775.349 | 154.379, 154.379, 154.379, 154.379, 154.379, 154.379, 154.379, 154.379, 154.379, 154.379, 154.379, 154.379
Solution 4 | Heat ambient out | stage0 | hub9 | 856.638 | 1371764.7406 | 856.638, 856.638, 856.638, 856.638, 856.638, 856.638, 856.638, 856.638, 856.638, 856.638, 856.638, 856.638
Solution 4 | Heat ambient out | stage0 | hub12 | 1813.673 | 2374553.4274 | 1239.378, 1239.378, 1239.378, 1813.673, 1813.673, 1813.673, 1813.673, 1813.673, 1813.673, 1813.673, 1813.673, 0.0
Solution 4 | export_electricity | stage0 | plant | 4193.714 | 1779828.0777 | 1796.951, 1796.951, 1796.951, 4193.714, 4193.714, 4193.714, 2556.496, 1691.292, 3376.877, 799.139, 799.139, 0.0

## On-site Resources
Solution | Stage | Name | Hub | Used energy (kWh/year) | Used resources
Solution 1 | stage0 | Solar Roof | plant | 0 | 0
Solution 1 | stage0 | pv_parking | plant | 0 | 0
Solution 2 | stage0 | Solar Roof | plant | 4495799.458 | 24459.3204
Solution 2 | stage0 | pv_parking | plant | 0 | 0
Solution 3 | stage0 | Solar Roof | plant | 8694081.08 | 47300
Solution 3 | stage0 | pv_parking | plant | 795000.089 | 4325.1844
Solution 4 | stage0 | Solar Roof | plant | 8694081.08 | 47300
Solution 4 | stage0 | pv_parking | plant | 6659335.255 | 36230

## Conversions
Solution | Stage | Name | Hub | Mode | Capacity (kW_max) | Energy in (kWh/year) | Energy out (kWh/year) | Capacity factor
Solution 1 | stage0 | local W2WHP | hub1 | local W2WHP Mode 1 | 2304.5377 | 220767.4398 | 769002.1132 | 0.038093
Solution 1 | stage0 | local W2WHP | hub1 | local W2WHP Mode 2 | 804.3432 | 38528.6412 | 191397.1905 | 0.027164
Solution 1 | stage0 | local W2WHP | hub1 | local W2WHP Mode 3 | 2728.9686 | 452223.2345 | 3031742.0374 | 0.12682
Solution 1 | stage0 | local W2WHP | hub10 | local W2WHP Mode 1 | 135.9123 | 14999.2195 | 51886.8028 | 0.043581
Solution 1 | stage0 | local W2WHP | hub10 | local W2WHP Mode 2 | 17.5873 | 616.0667 | 3070.7176 | 0.019932
Solution 1 | stage0 | local W2WHP | hub10 | local W2WHP Mode 3 | 38.9984 | 7761.3634 | 45942.3782 | 0.13448
Solution 1 | stage0 | local W2WHP | hub11 | local W2WHP Mode 1 | 218.5355 | 95593.2578 | 358025.079 | 0.18702
Solution 1 | stage0 | local W2WHP | hub11 | local W2WHP Mode 2 | 35.2969 | 40178.2725 | 162721.0929 | 0.52626
Solution 1 | stage0 | local W2WHP | hub11 | local W2WHP Mode 3 | 287.5605 | 79372.9022 | 537436.5693 | 0.21335
Solution 1 | stage0 | local W2WHP | hub12 | local W2WHP Mode 1 | 2153.8699 | 1990025.861 | 7345736.852 | 0.38932
Solution 1 | stage0 | local W2WHP | hub12 | local W2WHP Mode 2 | 568.7199 | 880276.5674 | 3553351.7528 | 0.71324
Solution 1 | stage0 | local W2WHP | hub12 | local W2WHP Mode 3 | 5063.3034 | 1262527.3179 | 8056656.9474 | 0.18164
Solution 1 | stage0 | local W2WHP | hub13 | local W2WHP Mode 1 | 140.401 | 20953.3498 | 72255.5737 | 0.058749
Solution 1 | stage0 | local W2WHP | hub13 | local W2WHP Mode 2 | 110.3822 | 3466.6281 | 17237.6539 | 0.017827
Solution 1 | stage0 | local W2WHP | hub13 | local W2WHP Mode 3 | 107.1985 | 12061.0496 | 71068.9171 | 0.075681
Solution 1 | stage0 | local W2WHP | hub14 | local W2WHP Mode 1 | 142.1925 | 38448.3097 | 133678.2324 | 0.10732
Solution 1 | stage0 | local W2WHP | hub14 | local W2WHP Mode 2 | 67.8973 | 779.4345 | 3866.3578 | 0.0065005
Solution 1 | stage0 | local W2WHP | hub14 | local W2WHP Mode 3 | 78.654 | 9828.2614 | 58692.76 | 0.085184
Solution 1 | stage0 | local W2WHP | hub2 | local W2WHP Mode 1 | 279.8181 | 24953.6142 | 85065.6118 | 0.034704
Solution 1 | stage0 | local W2WHP | hub2 | local W2WHP Mode 2 | 289.5544 | 8273.6438 | 40807.9599 | 0.016088
Solution 1 | stage0 | local W2WHP | hub2 | local W2WHP Mode 3 | 191.1371 | 37110.6943 | 241337.5257 | 0.14414
Solution 1 | stage0 | local W2WHP | hub3 | local W2WHP Mode 1 | 58.7399 | 12935.3938 | 44423.8362 | 0.086333
Solution 1 | stage0 | local W2WHP | hub3 | local W2WHP Mode 2 | 23.7698 | 1211.4351 | 6040.8763 | 0.029011
Solution 1 | stage0 | local W2WHP | hub3 | local W2WHP Mode 3 | 104.7372 | 23306.9708 | 151213.4441 | 0.16481
Solution 1 | stage0 | local W2WHP | hub4 | local W2WHP Mode 1 | 273.5294 | 76452.2378 | 263452.5887 | 3.0074e-05
Solution 1 | stage0 | local W2WHP | hub4 | local W2WHP Mode 2 | 487.5426 | 94327.0114 | 384836.2911 | 0.090107
Solution 1 | stage0 | local W2WHP | hub4 | local W2WHP Mode 3 | 542.5855 | 115594.4245 | 763103.7212 | 0.16055
Solution 1 | stage0 | local W2WHP | hub5 | local W2WHP Mode 1 | 136.167 | 33876.0636 | 116315.6149 | 1.3278e-05
Solution 1 | stage0 | local W2WHP | hub5 | local W2WHP Mode 2 | 255.9085 | 54891.7885 | 224037.3731 | 0.099938
Solution 1 | stage0 | local W2WHP | hub5 | local W2WHP Mode 3 | 271.1577 | 58820.647 | 388345.1556 | 0.16349
Solution 1 | stage0 | local W2WHP | hub6 | local W2WHP Mode 1 | 115.1239 | 18971.3306 | 65178.3221 | 0.06463
Solution 1 | stage0 | local W2WHP | hub6 | local W2WHP Mode 2 | 156.8962 | 4847.226 | 23853.0323 | 0.017355
Solution 1 | stage0 | local W2WHP | hub6 | local W2WHP Mode 3 | 42.321 | 4110.1591 | 23745.2164 | 0.06405
Solution 1 | stage0 | local W2WHP | hub7 | local W2WHP Mode 1 | 104.0534 | 29271.1906 | 100816.5426 | 0.1106
Solution 1 | stage0 | local W2WHP | hub7 | local W2WHP Mode 2 | 185.2556 | 43788.3135 | 178941.0289 | 0.11026
Solution 1 | stage0 | local W2WHP | hub7 | local W2WHP Mode 3 | 182.9131 | 39343.9752 | 258176.9206 | 0.16113
Solution 1 | stage0 | local W2WHP | hub8 | local W2WHP Mode 1 | 100.9653 | 28353.881 | 97713.9953 | 0.11048
Solution 1 | stage0 | local W2WHP | hub8 | local W2WHP Mode 2 | 181.1276 | 43473.123 | 177146.3723 | 0.11165
Solution 1 | stage0 | local W2WHP | hub8 | local W2WHP Mode 3 | 189.0351 | 40655.8111 | 269382.8662 | 0.16268
Solution 1 | stage0 | local W2WHP | hub9 | local W2WHP Mode 1 | 674.3585 | 166870.1634 | 577006.576 | 6.5868e-05
Solution 1 | stage0 | local W2WHP | hub9 | local W2WHP Mode 2 | 206.7888 | 70623.3827 | 286740.2038 | 0.15829
Solution 1 | stage0 | local W2WHP | hub9 | local W2WHP Mode 3 | 1130.986 | 271997.0081 | 1807000.5975 | 0.18239
Solution 1 | stage0 | pv to hub | hub1 | pv to hub Mode 1 | 0 | 0 | 0 | 0
Solution 1 | stage0 | pv to hub | hub10 | pv to hub Mode 1 | 0 | 0 | 0 | 0
Solution 1 | stage0 | pv to hub | hub11 | pv to hub Mode 1 | 0 | 0 | 0 | 0
Solution 1 | stage0 | pv to hub | hub12 | pv to hub Mode 1 | 0 | 0 | 0 | 0
Solution 1 | stage0 | pv to hub | hub13 | pv to hub Mode 1 | 0 | 0 | 0 | 0
Solution 1 | stage0 | pv to hub | hub14 | pv to hub Mode 1 | 0 | 0 | 0 | 0
Solution 1 | stage0 | pv to hub | hub2 | pv to hub Mode 1 | 0 | 0 | 0 | 0
Solution 1 | stage0 | pv to hub | hub3 | pv to hub Mode 1 | 0 | 0 | 0 | 0
Solution 1 | stage0 | pv to hub | hub4 | pv to hub Mode 1 | 0 | -1.9917e-10 | -1.9917e-10 | -5.6763e-20
Solution 1 | stage0 | pv to hub | hub5 | pv to hub Mode 1 | 0 | -1.3223e-10 | -1.3223e-10 | -3.7706e-20
Solution 1 | stage0 | pv to hub | hub6 | pv to hub Mode 1 | 0 | 0 | 0 | 0
Solution 1 | stage0 | pv to hub | hub7 | pv to hub Mode 1 | 0 | 0 | 0 | 0
Solution 1 | stage0 | pv to hub | hub8 | pv to hub Mode 1 | 0 | 0 | 0 | 0
Solution 1 | stage0 | pv to hub | hub9 | pv to hub Mode 1 | 0 | 0 | 0 | 0
Solution 1 | stage0 | Pump DHW gas | hub1 | Pump DHW gas Mode 1 | 0 | 0 | 0 | 0
Solution 1 | stage0 | Pump DHW gas | hub10 | Pump DHW gas Mode 1 | 0 | 0 | 0 | 0
Solution 1 | stage0 | Pump DHW gas | hub11 | Pump DHW gas Mode 1 | 0 | 0 | 0 | 0
Solution 1 | stage0 | Pump DHW gas | hub12 | Pump DHW gas Mode 1 | 0 | 0 | 0 | 0
Solution 1 | stage0 | Pump DHW gas | hub13 | Pump DHW gas Mode 1 | 0 | 0 | 0 | 0
Solution 1 | stage0 | Pump DHW gas | hub14 | Pump DHW gas Mode 1 | 0 | 0 | 0 | 0
Solution 1 | stage0 | Pump DHW gas | hub2 | Pump DHW gas Mode 1 | 0 | 0 | 0 | 0
Solution 1 | stage0 | Pump DHW gas | hub3 | Pump DHW gas Mode 1 | 0 | 0 | 0 | 0
Solution 1 | stage0 | Pump DHW gas | hub4 | Pump DHW gas Mode 1 | 0 | 0 | 0 | 0
Solution 1 | stage0 | Pump DHW gas | hub5 | Pump DHW gas Mode 1 | 0 | 0 | 0 | 0
Solution 1 | stage0 | Pump DHW gas | hub6 | Pump DHW gas Mode 1 | 0 | 0 | 0 | 0
Solution 1 | stage0 | Pump DHW gas | hub7 | Pump DHW gas Mode 1 | 0 | 0 | 0 | 0
Solution 1 | stage0 | Pump DHW gas | hub8 | Pump DHW gas Mode 1 | 0 | 0 | 0 | 0
Solution 1 | stage0 | Pump DHW gas | hub9 | Pump DHW gas Mode 1 | 0 | 0 | 0 | 0
Solution 1 | stage0 | Pump cooling | hub1 | Pump cooling Mode 1 | 2746.524 | 2915759.2446 | 2915759.2446 | 0.12119
Solution 1 | stage0 | Pump cooling | hub10 | Pump cooling Mode 1 | 43.5653 | 40014.3655 | 40014.3655 | 0.10485
Solution 1 | stage0 | Pump cooling | hub11 | Pump cooling Mode 1 | 266.7618 | 591631.3513 | 591631.3513 | 0.25318
Solution 1 | stage0 | Pump cooling | hub12 | Pump cooling Mode 1 | 4679.9342 | 9316474.1294 | 9316474.1294 | 0.22725
Solution 1 | stage0 | Pump cooling | hub13 | Pump cooling Mode 1 | 151.9881 | 69305.2051 | 69305.2051 | 0.052054
Solution 1 | stage0 | Pump cooling | hub14 | Pump cooling Mode 1 | 103.6616 | 51168.3584 | 51168.3584 | 0.056348
Solution 1 | stage0 | Pump cooling | hub2 | Pump cooling Mode 1 | 326.6423 | 228167.1925 | 228167.1925 | 0.07974
Solution 1 | stage0 | Pump cooling | hub3 | Pump cooling Mode 1 | 100.4378 | 131512.0532 | 131512.0532 | 0.14947
Solution 1 | stage0 | Pump cooling | hub4 | Pump cooling Mode 1 | 748.031 | 811707.9698 | 811707.9698 | 0.12387
Solution 1 | stage0 | Pump cooling | hub5 | Pump cooling Mode 1 | 380.9923 | 422192.8759 | 422192.8759 | 0.1265
Solution 1 | stage0 | Pump cooling | hub6 | Pump cooling Mode 1 | 127.8045 | 33799.1386 | 33799.1386 | 0.03019
Solution 1 | stage0 | Pump cooling | hub7 | Pump cooling Mode 1 | 264.3832 | 292649.0271 | 292649.0271 | 0.12636
Solution 1 | stage0 | Pump cooling | hub8 | Pump cooling Mode 1 | 267.1967 | 309788.5739 | 309788.5739 | 0.13235
Solution 1 | stage0 | Pump cooling | hub9 | Pump cooling Mode 1 | 1086.2268 | 1693852.2019 | 1693852.2019 | 0.17801
Solution 1 | stage0 | Pump DHW | hub1 | Pump DHW Mode 1 | 0 | 0 | 0 | 0
Solution 1 | stage0 | Pump DHW | hub10 | Pump DHW Mode 1 | 0 | 0 | 0 | 0
Solution 1 | stage0 | Pump DHW | hub11 | Pump DHW Mode 1 | 34.8297 | 157809.6407 | 157809.6407 | 0.51722
Solution 1 | stage0 | Pump DHW | hub12 | Pump DHW Mode 1 | 554.1475 | 3432842.9357 | 3432842.9357 | 0.70717
Solution 1 | stage0 | Pump DHW | hub13 | Pump DHW Mode 1 | 0 | 0 | 0 | 0
Solution 1 | stage0 | Pump DHW | hub14 | Pump DHW Mode 1 | 0 | 0 | 0 | 0
Solution 1 | stage0 | Pump DHW | hub2 | Pump DHW Mode 1 | 0 | 0 | 0 | 0
Solution 1 | stage0 | Pump DHW | hub3 | Pump DHW Mode 1 | 0 | 0 | 0 | 0
Solution 1 | stage0 | Pump DHW | hub4 | Pump DHW Mode 1 | 94.6748 | 355179.512 | 355179.512 | 0.42826
Solution 1 | stage0 | Pump DHW | hub5 | Pump DHW Mode 1 | 55.1879 | 207041.9729 | 207041.9729 | 0.42826
Solution 1 | stage0 | Pump DHW | hub6 | Pump DHW Mode 1 | 0 | 0 | 0 | 0
Solution 1 | stage0 | Pump DHW | hub7 | Pump DHW Mode 1 | 43.6957 | 163928.3722 | 163928.3722 | 0.42826
Solution 1 | stage0 | Pump DHW | hub8 | Pump DHW Mode 1 | 43.6957 | 163928.3722 | 163928.3722 | 0.42826
Solution 1 | stage0 | Pump DHW | hub9 | Pump DHW Mode 1 | 71.4402 | 268013.5088 | 268013.5088 | 0.42826
Solution 1 | stage0 | Pump SH | hub1 | Pump SH Mode 1 | 2304.5377 | 769002.1132 | 769002.1132 | 0.038093
Solution 1 | stage0 | Pump SH | hub10 | Pump SH Mode 1 | 135.9123 | 51886.8028 | 51886.8028 | 0.043581
Solution 1 | stage0 | Pump SH | hub11 | Pump SH Mode 1 | 218.5355 | 358025.079 | 358025.079 | 0.18702
Solution 1 | stage0 | Pump SH | hub12 | Pump SH Mode 1 | 2153.8699 | 7345736.852 | 7345736.852 | 0.38932
Solution 1 | stage0 | Pump SH | hub13 | Pump SH Mode 1 | 140.401 | 72255.5737 | 72255.5737 | 0.058749
Solution 1 | stage0 | Pump SH | hub14 | Pump SH Mode 1 | 142.1925 | 133678.2324 | 133678.2324 | 0.10732
Solution 1 | stage0 | Pump SH | hub2 | Pump SH Mode 1 | 279.8181 | 85065.6118 | 85065.6118 | 0.034704
Solution 1 | stage0 | Pump SH | hub3 | Pump SH Mode 1 | 58.7399 | 44423.8362 | 44423.8362 | 0.086333
Solution 1 | stage0 | Pump SH | hub4 | Pump SH Mode 1 | 273.5294 | 263452.5887 | 263452.5887 | 0.10995
Solution 1 | stage0 | Pump SH | hub5 | Pump SH Mode 1 | 136.167 | 116315.6149 | 116315.6149 | 0.097513
Solution 1 | stage0 | Pump SH | hub6 | Pump SH Mode 1 | 115.1239 | 65178.3221 | 65178.3221 | 0.06463
Solution 1 | stage0 | Pump SH | hub7 | Pump SH Mode 1 | 104.0534 | 100816.5426 | 100816.5426 | 0.1106
Solution 1 | stage0 | Pump SH | hub8 | Pump SH Mode 1 | 100.9653 | 97713.9953 | 97713.9953 | 0.11048
Solution 1 | stage0 | Pump SH | hub9 | Pump SH Mode 1 | 674.3585 | 577006.576 | 577006.576 | 0.097675
Solution 1 | stage0 | HEX SC local | hub1 | HEX SC local Mode 1 | 2.8495 | 652144.5025 | 652.1445 | 2.466e-05
Solution 1 | stage0 | HEX SC local | hub10 | HEX SC local Mode 1 | 0.18688 | 73762.8343 | 73.7628 | 2.7894e-06
Solution 1 | stage0 | HEX SC local | hub11 | HEX SC local Mode 1 | 0.34513 | 444069.0598 | 444.0691 | 2.7142e-05
Solution 1 | stage0 | HEX SC local | hub12 | HEX SC local Mode 1 | 3.6903 | 9741129.9243 | 9741.1299 | 0.00059092
Solution 1 | stage0 | HEX SC local | hub13 | HEX SC local Mode 1 | 0.19305 | 102588.9693 | 102.589 | 3.8794e-06
Solution 1 | stage0 | HEX SC local | hub14 | HEX SC local Mode 1 | 0.19551 | 190428.5611 | 190.4286 | 7.2013e-06
Solution 1 | stage0 | HEX SC local | hub2 | HEX SC local Mode 1 | 0.40456 | 121048.9479 | 121.0489 | 4.5776e-06
Solution 1 | stage0 | HEX SC local | hub3 | HEX SC local Mode 1 | 0.083992 | 62966.5662 | 62.9666 | 2.3812e-06
Solution 1 | stage0 | HEX SC local | hub4 | HEX SC local Mode 1 | 0.82722 | 488000.3485 | 488.0003 | 2.9818e-05
Solution 1 | stage0 | HEX SC local | hub5 | HEX SC local Mode 1 | 0.39701 | 237151.0011 | 237.151 | 1.4496e-05
Solution 1 | stage0 | HEX SC local | hub6 | HEX SC local Mode 1 | 0.1583 | 92399.8546 | 92.3999 | 3.4942e-06
Solution 1 | stage0 | HEX SC local | hub7 | HEX SC local Mode 1 | 0.28795 | 201253.8263 | 201.2538 | 1.2303e-05
Solution 1 | stage0 | HEX SC local | hub8 | HEX SC local Mode 1 | 0.30343 | 180198.0895 | 180.1981 | 1.1016e-05
Solution 1 | stage0 | HEX SC local | hub9 | HEX SC local Mode 1 | 0.94154 | 831570.5133 | 831.5705 | 5.0804e-05
Solution 1 | stage0 | cooling tower w2w | hub1 | cooling tower w2w Mode 1 | 4.4405 | 4.4405 | 4.4405 | 5.0691e-10
Solution 1 | stage0 | cooling tower w2w | hub1 | cooling tower w2w Mode 2 | 1454.0718 | 2749427.0576 | 2749427.0576 | 0.21585
Solution 1 | stage0 | cooling tower w2w | hub10 | cooling tower w2w Mode 1 | 60.3317 | 3785.3484 | 3785.3484 | 4.3212e-07
Solution 1 | stage0 | cooling tower w2w | hub10 | cooling tower w2w Mode 2 | 6.5449 | 11965.2072 | 11965.2072 | 0.20869
Solution 1 | stage0 | cooling tower w2w | hub11 | cooling tower w2w Mode 1 | 0 | 0 | 0 | 0
Solution 1 | stage0 | cooling tower w2w | hub11 | cooling tower w2w Mode 2 | 82.7136 | 314604.7385 | 314604.7385 | 0.43419
Solution 1 | stage0 | cooling tower w2w | hub12 | cooling tower w2w Mode 1 | 0 | 0 | 0 | 0
Solution 1 | stage0 | cooling tower w2w | hub12 | cooling tower w2w Mode 2 | 781.2115 | 2709942.5134 | 2709942.5134 | 0.39599
Solution 1 | stage0 | cooling tower w2w | hub13 | cooling tower w2w Mode 1 | 48.5627 | 9612.3586 | 9612.3586 | 1.0973e-06
Solution 1 | stage0 | cooling tower w2w | hub13 | cooling tower w2w Mode 2 | 65.8172 | 24283.5148 | 24283.5148 | 0.042118
Solution 1 | stage0 | cooling tower w2w | hub14 | cooling tower w2w Mode 1 | 68.8431 | 37698.6802 | 37698.6802 | 4.3035e-06
Solution 1 | stage0 | cooling tower w2w | hub14 | cooling tower w2w Mode 2 | 0.1 | 10.4 | 10.4 | 0.011872
Solution 1 | stage0 | cooling tower w2w | hub2 | cooling tower w2w Mode 1 | 75.0829 | 3054.5431 | 3054.5431 | 3.4869e-07
Solution 1 | stage0 | cooling tower w2w | hub2 | cooling tower w2w Mode 2 | 71.0456 | 182201.4373 | 182201.4373 | 0.29276
Solution 1 | stage0 | cooling tower w2w | hub3 | cooling tower w2w Mode 1 | 0 | 0 | 0 | 0
Solution 1 | stage0 | cooling tower w2w | hub3 | cooling tower w2w Mode 2 | 24.1735 | 119058.4429 | 119058.4429 | 0.56222
Solution 1 | stage0 | cooling tower w2w | hub4 | cooling tower w2w Mode 1 | 0 | 0 | 0 | 0
Solution 1 | stage0 | cooling tower w2w | hub4 | cooling tower w2w Mode 2 | 107.7606 | 499933.6961 | 499933.6961 | 0.5296
Solution 1 | stage0 | cooling tower w2w | hub5 | cooling tower w2w Mode 1 | 0 | 0 | 0 | 0
Solution 1 | stage0 | cooling tower w2w | hub5 | cooling tower w2w Mode 2 | 40.3618 | 259727.578 | 259727.578 | 0.73458
Solution 1 | stage0 | cooling tower w2w | hub6 | cooling tower w2w Mode 1 | 79.1477 | 22948.3226 | 22948.3226 | 2.6197e-06
Solution 1 | stage0 | cooling tower w2w | hub6 | cooling tower w2w Mode 2 | 0.1 | 23.9 | 23.9 | 0.027283
Solution 1 | stage0 | cooling tower w2w | hub7 | cooling tower w2w Mode 1 | 0 | 0 | 0 | 0
Solution 1 | stage0 | cooling tower w2w | hub7 | cooling tower w2w Mode 2 | 22.7668 | 147329.8208 | 147329.8208 | 0.73872
Solution 1 | stage0 | cooling tower w2w | hub8 | cooling tower w2w Mode 1 | 0 | 0 | 0 | 0
Solution 1 | stage0 | cooling tower w2w | hub8 | cooling tower w2w Mode 2 | 25.6401 | 170915.0575 | 170915.0575 | 0.76095
Solution 1 | stage0 | cooling tower w2w | hub9 | cooling tower w2w Mode 1 | 0 | 0 | 0 | 0
Solution 1 | stage0 | cooling tower w2w | hub9 | cooling tower w2w Mode 2 | 196.9867 | 1383627.1859 | 1383627.1859 | 0.80182
Solution 1 | stage0 | Gas Boiler (Linearized cost) | hub1 | Gas Boiler (Linearized cost) Mode 1 | 0 | 0 | 0 | 0
Solution 1 | stage0 | Gas Boiler (Linearized cost) | hub1 | Gas Boiler (Linearized cost) Mode 2 | 0 | 0 | 0 | 0
Solution 1 | stage0 | Gas Boiler (Linearized cost) | hub10 | Gas Boiler (Linearized cost) Mode 1 | 0 | 0 | 0 | 0
Solution 1 | stage0 | Gas Boiler (Linearized cost) | hub10 | Gas Boiler (Linearized cost) Mode 2 | 0 | 0 | 0 | 0
Solution 1 | stage0 | Gas Boiler (Linearized cost) | hub11 | Gas Boiler (Linearized cost) Mode 1 | 0 | 0 | 0 | 0
Solution 1 | stage0 | Gas Boiler (Linearized cost) | hub11 | Gas Boiler (Linearized cost) Mode 2 | 0 | 0 | 0 | 0
Solution 1 | stage0 | Gas Boiler (Linearized cost) | hub12 | Gas Boiler (Linearized cost) Mode 1 | 0 | 0 | 0 | 0
Solution 1 | stage0 | Gas Boiler (Linearized cost) | hub12 | Gas Boiler (Linearized cost) Mode 2 | 0 | 0 | 0 | 0
Solution 1 | stage0 | Gas Boiler (Linearized cost) | hub13 | Gas Boiler (Linearized cost) Mode 1 | 0 | 0 | 0 | 0
Solution 1 | stage0 | Gas Boiler (Linearized cost) | hub13 | Gas Boiler (Linearized cost) Mode 2 | 0 | 0 | 0 | 0
Solution 1 | stage0 | Gas Boiler (Linearized cost) | hub14 | Gas Boiler (Linearized cost) Mode 1 | 0 | 0 | 0 | 0
Solution 1 | stage0 | Gas Boiler (Linearized cost) | hub14 | Gas Boiler (Linearized cost) Mode 2 | 0 | 0 | 0 | 0
Solution 1 | stage0 | Gas Boiler (Linearized cost) | hub2 | Gas Boiler (Linearized cost) Mode 1 | 0 | 0 | 0 | 0
Solution 1 | stage0 | Gas Boiler (Linearized cost) | hub2 | Gas Boiler (Linearized cost) Mode 2 | 0 | 0 | 0 | 0
Solution 1 | stage0 | Gas Boiler (Linearized cost) | hub3 | Gas Boiler (Linearized cost) Mode 1 | 0 | 0 | 0 | 0
Solution 1 | stage0 | Gas Boiler (Linearized cost) | hub3 | Gas Boiler (Linearized cost) Mode 2 | 0 | 0 | 0 | 0
Solution 1 | stage0 | Gas Boiler (Linearized cost) | hub4 | Gas Boiler (Linearized cost) Mode 1 | 0 | 0 | 0 | 0
Solution 1 | stage0 | Gas Boiler (Linearized cost) | hub4 | Gas Boiler (Linearized cost) Mode 2 | 0 | 0 | 0 | 0
Solution 1 | stage0 | Gas Boiler (Linearized cost) | hub5 | Gas Boiler (Linearized cost) Mode 1 | 0 | 0 | 0 | 0
Solution 1 | stage0 | Gas Boiler (Linearized cost) | hub5 | Gas Boiler (Linearized cost) Mode 2 | 0 | 0 | 0 | 0
Solution 1 | stage0 | Gas Boiler (Linearized cost) | hub6 | Gas Boiler (Linearized cost) Mode 1 | 0 | 0 | 0 | 0
Solution 1 | stage0 | Gas Boiler (Linearized cost) | hub6 | Gas Boiler (Linearized cost) Mode 2 | 0 | 0 | 0 | 0
Solution 1 | stage0 | Gas Boiler (Linearized cost) | hub7 | Gas Boiler (Linearized cost) Mode 1 | 0 | 0 | 0 | 0
Solution 1 | stage0 | Gas Boiler (Linearized cost) | hub7 | Gas Boiler (Linearized cost) Mode 2 | 0 | 0 | 0 | 0
Solution 1 | stage0 | Gas Boiler (Linearized cost) | hub8 | Gas Boiler (Linearized cost) Mode 1 | 0 | 0 | 0 | 0
Solution 1 | stage0 | Gas Boiler (Linearized cost) | hub8 | Gas Boiler (Linearized cost) Mode 2 | 0 | 0 | 0 | 0
Solution 1 | stage0 | Gas Boiler (Linearized cost) | hub9 | Gas Boiler (Linearized cost) Mode 1 | 0 | 0 | 0 | 0
Solution 1 | stage0 | Gas Boiler (Linearized cost) | hub9 | Gas Boiler (Linearized cost) Mode 2 | 0 | 0 | 0 | 0
Solution 1 | stage0 | rooftop to pv | plant | rooftop to pv Mode 1 | 0 | 0 | 0 | 0
Solution 1 | stage0 | parking to pv | plant | parking to pv Mode 1 | 0 | 0 | 0 | 0
Solution 2 | stage0 | local W2WHP | hub1 | local W2WHP Mode 1 | 2304.5377 | 220767.4398 | 769002.1132 | 0.038093
Solution 2 | stage0 | local W2WHP | hub1 | local W2WHP Mode 2 | 804.3432 | 42162.8842 | 208094.8335 | 0.029534
Solution 2 | stage0 | local W2WHP | hub1 | local W2WHP Mode 3 | 2728.9686 | 451117.9723 | 3025930.8597 | 0.12658
Solution 2 | stage0 | local W2WHP | hub10 | local W2WHP Mode 1 | 135.9123 | 14999.2195 | 51886.8028 | 0.043581
Solution 2 | stage0 | local W2WHP | hub10 | local W2WHP Mode 2 | 17.5873 | 614.8756 | 3064.7619 | 0.019893
Solution 2 | stage0 | local W2WHP | hub10 | local W2WHP Mode 3 | 38.9984 | 7762.2567 | 45946.8449 | 0.1345
Solution 2 | stage0 | local W2WHP | hub11 | local W2WHP Mode 1 | 218.5355 | 95593.2578 | 358025.079 | 0.18702
Solution 2 | stage0 | local W2WHP | hub11 | local W2WHP Mode 2 | 35.1316 | 40414.5653 | 163741.2303 | 0.53206
Solution 2 | stage0 | local W2WHP | hub11 | local W2WHP Mode 3 | 287.6742 | 79702.8585 | 541509.8764 | 0.21488
Solution 2 | stage0 | local W2WHP | hub12 | local W2WHP Mode 1 | 2153.8699 | 1990025.861 | 7345736.852 | 0.38932
Solution 2 | stage0 | local W2WHP | hub12 | local W2WHP Mode 2 | 569.2853 | 881425.1858 | 3557872.1958 | 0.71344
Solution 2 | stage0 | local W2WHP | hub12 | local W2WHP Mode 3 | 5062.9164 | 1268138.3069 | 8117054.7403 | 0.18302
Solution 2 | stage0 | local W2WHP | hub13 | local W2WHP Mode 1 | 140.401 | 20953.3498 | 72255.5737 | 0.058749
Solution 2 | stage0 | local W2WHP | hub13 | local W2WHP Mode 2 | 109.4326 | 3353.1398 | 16671.6109 | 0.017391
Solution 2 | stage0 | local W2WHP | hub13 | local W2WHP Mode 3 | 107.9107 | 12144.6875 | 71506.458 | 0.075644
Solution 2 | stage0 | local W2WHP | hub14 | local W2WHP Mode 1 | 142.1925 | 38448.3097 | 133678.2324 | 0.10732
Solution 2 | stage0 | local W2WHP | hub14 | local W2WHP Mode 2 | 67.8973 | 840.1353 | 4086.4364 | 0.0068705
Solution 2 | stage0 | local W2WHP | hub14 | local W2WHP Mode 3 | 78.654 | 10196.2563 | 62324.8094 | 0.090456
Solution 2 | stage0 | local W2WHP | hub2 | local W2WHP Mode 1 | 279.8181 | 24953.6142 | 85065.6118 | 0.034704
Solution 2 | stage0 | local W2WHP | hub2 | local W2WHP Mode 2 | 290.2419 | 9767.7537 | 47287.8158 | 0.018599
Solution 2 | stage0 | local W2WHP | hub2 | local W2WHP Mode 3 | 190.6215 | 37071.4847 | 241713.9259 | 0.14475
Solution 2 | stage0 | local W2WHP | hub3 | local W2WHP Mode 1 | 58.7399 | 12935.3938 | 44423.8362 | 0.086333
Solution 2 | stage0 | local W2WHP | hub3 | local W2WHP Mode 2 | 23.7698 | 1441.7049 | 7057.8174 | 0.033895
Solution 2 | stage0 | local W2WHP | hub3 | local W2WHP Mode 3 | 104.7372 | 23270.285 | 150864.9695 | 0.16443
Solution 2 | stage0 | local W2WHP | hub4 | local W2WHP Mode 1 | 273.5294 | 76452.2378 | 263452.5887 | 0.10995
Solution 2 | stage0 | local W2WHP | hub4 | local W2WHP Mode 2 | 487.5426 | 94457.8731 | 385119.6667 | 0.090173
Solution 2 | stage0 | local W2WHP | hub4 | local W2WHP Mode 3 | 542.5855 | 117483.2821 | 788092.4091 | 0.16581
Solution 2 | stage0 | local W2WHP | hub5 | local W2WHP Mode 1 | 136.167 | 33876.0636 | 116315.6149 | 0.097513
Solution 2 | stage0 | local W2WHP | hub5 | local W2WHP Mode 2 | 255.9085 | 55645.1706 | 227354.1167 | 0.10142
Solution 2 | stage0 | local W2WHP | hub5 | local W2WHP Mode 3 | 271.1577 | 59553.8582 | 400338.0421 | 0.16854
Solution 2 | stage0 | local W2WHP | hub6 | local W2WHP Mode 1 | 115.1239 | 18971.3306 | 65178.3221 | 0.06463
Solution 2 | stage0 | local W2WHP | hub6 | local W2WHP Mode 2 | 156.8962 | 4847.226 | 23853.0323 | 0.017355
Solution 2 | stage0 | local W2WHP | hub6 | local W2WHP Mode 3 | 42.321 | 4278.3858 | 25522.6984 | 0.068844
Solution 2 | stage0 | local W2WHP | hub7 | local W2WHP Mode 1 | 104.0534 | 29271.1906 | 100816.5426 | 0.1106
Solution 2 | stage0 | local W2WHP | hub7 | local W2WHP Mode 2 | 182.8719 | 43857.623 | 178933.9702 | 0.1117
Solution 2 | stage0 | local W2WHP | hub7 | local W2WHP Mode 3 | 184.5449 | 40076.5918 | 266899.8017 | 0.1651
Solution 2 | stage0 | local W2WHP | hub8 | local W2WHP Mode 1 | 100.9653 | 28353.881 | 97713.9953 | 0.11048
Solution 2 | stage0 | local W2WHP | hub8 | local W2WHP Mode 2 | 181.1659 | 43949.8322 | 179289.821 | 0.11297
Solution 2 | stage0 | local W2WHP | hub8 | local W2WHP Mode 3 | 189.0088 | 41151.5978 | 277361.3109 | 0.16752
Solution 2 | stage0 | local W2WHP | hub9 | local W2WHP Mode 1 | 674.3585 | 166870.1634 | 577006.576 | 0.097675
Solution 2 | stage0 | local W2WHP | hub9 | local W2WHP Mode 2 | 207.5759 | 72519.2795 | 295669.1184 | 0.1626
Solution 2 | stage0 | local W2WHP | hub9 | local W2WHP Mode 3 | 1130.4472 | 271785.3957 | 1809440.6843 | 0.18272
Solution 2 | stage0 | pv to hub | hub1 | pv to hub Mode 1 | 971.7561 | 595803.4626 | 595803.4626 | 0.069991
Solution 2 | stage0 | pv to hub | hub10 | pv to hub Mode 1 | 21.1236 | 50292.5807 | 50292.5807 | 0.27178
Solution 2 | stage0 | pv to hub | hub11 | pv to hub Mode 1 | 112.305 | 217251.7854 | 217251.7854 | 0.22083
Solution 2 | stage0 | pv to hub | hub12 | pv to hub Mode 1 | 1633.5071 | 2814222.6146 | 2814222.6146 | 0.19667
Solution 2 | stage0 | pv to hub | hub13 | pv to hub Mode 1 | 20.5665 | 29693.1002 | 29693.1002 | 0.16481
Solution 2 | stage0 | pv to hub | hub14 | pv to hub Mode 1 | 28.6223 | 56513.4649 | 56513.4649 | 0.2254
Solution 2 | stage0 | pv to hub | hub2 | pv to hub Mode 1 | 86.5081 | 85357.8836 | 85357.8836 | 0.11264
Solution 2 | stage0 | pv to hub | hub3 | pv to hub Mode 1 | 68.6929 | 102551.2171 | 102551.2171 | 0.17042
Solution 2 | stage0 | pv to hub | hub4 | pv to hub Mode 1 | 190.4952 | 94459.0157 | 94459.0157 | 0.056605
Solution 2 | stage0 | pv to hub | hub5 | pv to hub Mode 1 | 101.2927 | 9324.9235 | 9324.9235 | 0.010509
Solution 2 | stage0 | pv to hub | hub6 | pv to hub Mode 1 | 98.8258 | 67320.9699 | 67320.9699 | 0.077763
Solution 2 | stage0 | pv to hub | hub7 | pv to hub Mode 1 | 69.0909 | 102713.4019 | 102713.4019 | 0.16971
Solution 2 | stage0 | pv to hub | hub8 | pv to hub Mode 1 | 71.7913 | 126203.1826 | 126203.1826 | 0.20068
Solution 2 | stage0 | pv to hub | hub9 | pv to hub Mode 1 | 314.5881 | 123578.4463 | 123578.4463 | 0.044843
Solution 2 | stage0 | Pump DHW gas | hub1 | Pump DHW gas Mode 1 | 0 | 0 | 0 | 0
Solution 2 | stage0 | Pump DHW gas | hub10 | Pump DHW gas Mode 1 | 0 | 0 | 0 | 0
Solution 2 | stage0 | Pump DHW gas | hub11 | Pump DHW gas Mode 1 | 0 | 0 | 0 | 0
Solution 2 | stage0 | Pump DHW gas | hub12 | Pump DHW gas Mode 1 | 0 | 0 | 0 | 0
Solution 2 | stage0 | Pump DHW gas | hub13 | Pump DHW gas Mode 1 | 0 | 0 | 0 | 0
Solution 2 | stage0 | Pump DHW gas | hub14 | Pump DHW gas Mode 1 | 0 | 0 | 0 | 0
Solution 2 | stage0 | Pump DHW gas | hub2 | Pump DHW gas Mode 1 | 0 | 0 | 0 | 0
Solution 2 | stage0 | Pump DHW gas | hub3 | Pump DHW gas Mode 1 | 0 | 0 | 0 | 0
Solution 2 | stage0 | Pump DHW gas | hub4 | Pump DHW gas Mode 1 | 0 | 0 | 0 | 0
Solution 2 | stage0 | Pump DHW gas | hub5 | Pump DHW gas Mode 1 | 0 | 0 | 0 | 0
Solution 2 | stage0 | Pump DHW gas | hub6 | Pump DHW gas Mode 1 | 0 | 0 | 0 | 0
Solution 2 | stage0 | Pump DHW gas | hub7 | Pump DHW gas Mode 1 | 0 | 0 | 0 | 0
Solution 2 | stage0 | Pump DHW gas | hub8 | Pump DHW gas Mode 1 | 0 | 0 | 0 | 0
Solution 2 | stage0 | Pump DHW gas | hub9 | Pump DHW gas Mode 1 | 0 | 0 | 0 | 0
Solution 2 | stage0 | Pump cooling | hub1 | Pump cooling Mode 1 | 2746.524 | 2915759.2446 | 2915759.2446 | 0.12119
Solution 2 | stage0 | Pump cooling | hub10 | Pump cooling Mode 1 | 43.5653 | 40014.3655 | 40014.3655 | 0.10485
Solution 2 | stage0 | Pump cooling | hub11 | Pump cooling Mode 1 | 266.7618 | 591631.3513 | 591631.3513 | 0.25318
Solution 2 | stage0 | Pump cooling | hub12 | Pump cooling Mode 1 | 4679.9342 | 9316474.1294 | 9316474.1294 | 0.22725
Solution 2 | stage0 | Pump cooling | hub13 | Pump cooling Mode 1 | 151.9881 | 69305.2051 | 69305.2051 | 0.052054
Solution 2 | stage0 | Pump cooling | hub14 | Pump cooling Mode 1 | 103.6616 | 51168.3584 | 51168.3584 | 0.056348
Solution 2 | stage0 | Pump cooling | hub2 | Pump cooling Mode 1 | 326.6423 | 228167.1925 | 228167.1925 | 0.07974
Solution 2 | stage0 | Pump cooling | hub3 | Pump cooling Mode 1 | 100.4378 | 131512.0532 | 131512.0532 | 0.14947
Solution 2 | stage0 | Pump cooling | hub4 | Pump cooling Mode 1 | 748.031 | 811707.9698 | 811707.9698 | 0.12387
Solution 2 | stage0 | Pump cooling | hub5 | Pump cooling Mode 1 | 380.9923 | 422192.8759 | 422192.8759 | 0.1265
Solution 2 | stage0 | Pump cooling | hub6 | Pump cooling Mode 1 | 127.8045 | 33799.1386 | 33799.1386 | 0.03019
Solution 2 | stage0 | Pump cooling | hub7 | Pump cooling Mode 1 | 264.3832 | 292649.0271 | 292649.0271 | 0.12636
Solution 2 | stage0 | Pump cooling | hub8 | Pump cooling Mode 1 | 267.1967 | 309788.5739 | 309788.5739 | 0.13235
Solution 2 | stage0 | Pump cooling | hub9 | Pump cooling Mode 1 | 1086.2268 | 1693852.2019 | 1693852.2019 | 0.17801
Solution 2 | stage0 | Pump DHW | hub1 | Pump DHW Mode 1 | 0 | 0 | 0 | 0
Solution 2 | stage0 | Pump DHW | hub10 | Pump DHW Mode 1 | 0 | 0 | 0 | 0
Solution 2 | stage0 | Pump DHW | hub11 | Pump DHW Mode 1 | 34.8297 | 157809.6407 | 157809.6407 | 0.51722
Solution 2 | stage0 | Pump DHW | hub12 | Pump DHW Mode 1 | 554.1475 | 3432842.9357 | 3432842.9357 | 0.70717
Solution 2 | stage0 | Pump DHW | hub13 | Pump DHW Mode 1 | 0 | 0 | 0 | 0
Solution 2 | stage0 | Pump DHW | hub14 | Pump DHW Mode 1 | 0 | 0 | 0 | 0
Solution 2 | stage0 | Pump DHW | hub2 | Pump DHW Mode 1 | 0 | 0 | 0 | 0
Solution 2 | stage0 | Pump DHW | hub3 | Pump DHW Mode 1 | 0 | 0 | 0 | 0
Solution 2 | stage0 | Pump DHW | hub4 | Pump DHW Mode 1 | 94.6748 | 355179.512 | 355179.512 | 0.42826
Solution 2 | stage0 | Pump DHW | hub5 | Pump DHW Mode 1 | 55.1879 | 207041.9729 | 207041.9729 | 0.42826
Solution 2 | stage0 | Pump DHW | hub6 | Pump DHW Mode 1 | 0 | 0 | 0 | 0
Solution 2 | stage0 | Pump DHW | hub7 | Pump DHW Mode 1 | 43.6957 | 163928.3722 | 163928.3722 | 0.42826
Solution 2 | stage0 | Pump DHW | hub8 | Pump DHW Mode 1 | 43.6957 | 163928.3722 | 163928.3722 | 0.42826
Solution 2 | stage0 | Pump DHW | hub9 | Pump DHW Mode 1 | 71.4402 | 268013.5088 | 268013.5088 | 0.42826
Solution 2 | stage0 | Pump SH | hub1 | Pump SH Mode 1 | 2304.5377 | 769002.1132 | 769002.1132 | 0.038093
Solution 2 | stage0 | Pump SH | hub10 | Pump SH Mode 1 | 135.9123 | 51886.8028 | 51886.8028 | 0.043581
Solution 2 | stage0 | Pump SH | hub11 | Pump SH Mode 1 | 218.5355 | 358025.079 | 358025.079 | 0.18702
Solution 2 | stage0 | Pump SH | hub12 | Pump SH Mode 1 | 2153.8699 | 7345736.852 | 7345736.852 | 0.38932
Solution 2 | stage0 | Pump SH | hub13 | Pump SH Mode 1 | 140.401 | 72255.5737 | 72255.5737 | 0.058749
Solution 2 | stage0 | Pump SH | hub14 | Pump SH Mode 1 | 142.1925 | 133678.2324 | 133678.2324 | 0.10732
Solution 2 | stage0 | Pump SH | hub2 | Pump SH Mode 1 | 279.8181 | 85065.6118 | 85065.6118 | 0.034704
Solution 2 | stage0 | Pump SH | hub3 | Pump SH Mode 1 | 58.7399 | 44423.8362 | 44423.8362 | 0.086333
Solution 2 | stage0 | Pump SH | hub4 | Pump SH Mode 1 | 273.5294 | 263452.5887 | 263452.5887 | 0.10995
Solution 2 | stage0 | Pump SH | hub5 | Pump SH Mode 1 | 136.167 | 116315.6149 | 116315.6149 | 0.097513
Solution 2 | stage0 | Pump SH | hub6 | Pump SH Mode 1 | 115.1239 | 65178.3221 | 65178.3221 | 0.06463
Solution 2 | stage0 | Pump SH | hub7 | Pump SH Mode 1 | 104.0534 | 100816.5426 | 100816.5426 | 0.1106
Solution 2 | stage0 | Pump SH | hub8 | Pump SH Mode 1 | 100.9653 | 97713.9953 | 97713.9953 | 0.11048
Solution 2 | stage0 | Pump SH | hub9 | Pump SH Mode 1 | 674.3585 | 577006.576 | 577006.576 | 0.097675
Solution 2 | stage0 | HEX SC local | hub1 | HEX SC local Mode 1 | 2.8495 | 662527.7447 | 662.5277 | 0.026547
Solution 2 | stage0 | HEX SC local | hub10 | HEX SC local Mode 1 | 0.18688 | 73762.8343 | 73.7628 | 0.045029
Solution 2 | stage0 | HEX SC local | hub11 | HEX SC local Mode 1 | 0.333 | 452741.8767 | 452.7419 | 0.1552
Solution 2 | stage0 | HEX SC local | hub12 | HEX SC local Mode 1 | 3.6909 | 9855978.1311 | 9855.9781 | 0.30483
Solution 2 | stage0 | HEX SC local | hub13 | HEX SC local Mode 1 | 0.19305 | 102619.3976 | 102.6194 | 0.060697
Solution 2 | stage0 | HEX SC local | hub14 | HEX SC local Mode 1 | 0.19551 | 197216.6531 | 197.2167 | 0.11486
Solution 2 | stage0 | HEX SC local | hub2 | HEX SC local Mode 1 | 0.40456 | 129470.0809 | 129.4701 | 0.036493
Solution 2 | stage0 | HEX SC local | hub3 | HEX SC local Mode 1 | 0.083992 | 63548.2918 | 63.5483 | 0.072544
Solution 2 | stage0 | HEX SC local | hub4 | HEX SC local Mode 1 | 0.55132 | 534326.5905 | 534.3266 | 0.1107
Solution 2 | stage0 | HEX SC local | hub5 | HEX SC local Mode 1 | 0.30305 | 263440.6727 | 263.4407 | 0.099251
Solution 2 | stage0 | HEX SC local | hub6 | HEX SC local Mode 1 | 0.1583 | 95618.6791 | 95.6187 | 0.069085
Solution 2 | stage0 | HEX SC local | hub7 | HEX SC local Mode 1 | 0.21307 | 217116.1237 | 217.1161 | 0.11636
Solution 2 | stage0 | HEX SC local | hub8 | HEX SC local Mode 1 | 0.20215 | 197616.372 | 197.6164 | 0.11168
Solution 2 | stage0 | HEX SC local | hub9 | HEX SC local Mode 1 | 0.94154 | 847320.5097 | 847.3205 | 0.10268
Solution 2 | stage0 | cooling tower w2w | hub1 | cooling tower w2w Mode 1 | 4.4405 | 4.4405 | 4.4405 | 0.00011414
Solution 2 | stage0 | cooling tower w2w | hub1 | cooling tower w2w Mode 2 | 1454.0718 | 2737160.223 | 2737160.223 | 0.21489
Solution 2 | stage0 | cooling tower w2w | hub10 | cooling tower w2w Mode 1 | 60.3317 | 3805.1139 | 3805.1139 | 0.0071997
Solution 2 | stage0 | cooling tower w2w | hub10 | cooling tower w2w Mode 2 | 6.5449 | 11970.561 | 11970.561 | 0.20879
Solution 2 | stage0 | cooling tower w2w | hub11 | cooling tower w2w Mode 1 | 0 | 0 | 0 | 0
Solution 2 | stage0 | cooling tower w2w | hub11 | cooling tower w2w Mode 2 | 82.5793 | 314380.8144 | 314380.8144 | 0.43459
Solution 2 | stage0 | cooling tower w2w | hub12 | cooling tower w2w Mode 1 | 0 | 0 | 0 | 0
Solution 2 | stage0 | cooling tower w2w | hub12 | cooling tower w2w Mode 2 | 776.0414 | 2712444.5766 | 2712444.5766 | 0.399
Solution 2 | stage0 | cooling tower w2w | hub13 | cooling tower w2w Mode 1 | 48.5627 | 9612.3586 | 9612.3586 | 0.022595
Solution 2 | stage0 | cooling tower w2w | hub13 | cooling tower w2w Mode 2 | 66.6086 | 24822.0366 | 24822.0366 | 0.04254
Solution 2 | stage0 | cooling tower w2w | hub14 | cooling tower w2w Mode 1 | 88.1412 | 37589.1626 | 37589.1626 | 0.048683
Solution 2 | stage0 | cooling tower w2w | hub14 | cooling tower w2w Mode 2 | 0.1 | 10.4 | 10.4 | 0.011872
Solution 2 | stage0 | cooling tower w2w | hub2 | cooling tower w2w Mode 1 | 75.0829 | 3054.5431 | 3054.5431 | 0.0046441
Solution 2 | stage0 | cooling tower w2w | hub2 | cooling tower w2w Mode 2 | 70.4728 | 177980.577 | 177980.577 | 0.2883
Solution 2 | stage0 | cooling tower w2w | hub3 | cooling tower w2w Mode 1 | 0 | 0 | 0 | 0
Solution 2 | stage0 | cooling tower w2w | hub3 | cooling tower w2w Mode 2 | 24.1735 | 118348.7045 | 118348.7045 | 0.55887
Solution 2 | stage0 | cooling tower w2w | hub4 | cooling tower w2w Mode 1 | 0 | 0 | 0 | 0
Solution 2 | stage0 | cooling tower w2w | hub4 | cooling tower w2w Mode 2 | 107.7606 | 502494.6741 | 502494.6741 | 0.53231
Solution 2 | stage0 | cooling tower w2w | hub5 | cooling tower w2w Mode 1 | 0 | 0 | 0 | 0
Solution 2 | stage0 | cooling tower w2w | hub5 | cooling tower w2w Mode 2 | 40.3618 | 258740.9225 | 258740.9225 | 0.73179
Solution 2 | stage0 | cooling tower w2w | hub6 | cooling tower w2w Mode 1 | 42.231 | 22846.1924 | 22846.1924 | 0.061756
Solution 2 | stage0 | cooling tower w2w | hub6 | cooling tower w2w Mode 2 | 0.1 | 23.9 | 23.9 | 0.027283
Solution 2 | stage0 | cooling tower w2w | hub7 | cooling tower w2w Mode 1 | 0 | 0 | 0 | 0
Solution 2 | stage0 | cooling tower w2w | hub7 | cooling tower w2w Mode 2 | 24.5799 | 148407.743 | 148407.743 | 0.68924
Solution 2 | stage0 | cooling tower w2w | hub8 | cooling tower w2w Mode 1 | 0 | 0 | 0 | 0
Solution 2 | stage0 | cooling tower w2w | hub8 | cooling tower w2w Mode 2 | 25.6109 | 170277.4205 | 170277.4205 | 0.75897
Solution 2 | stage0 | cooling tower w2w | hub9 | cooling tower w2w Mode 1 | 0 | 0 | 0 | 0
Solution 2 | stage0 | cooling tower w2w | hub9 | cooling tower w2w Mode 2 | 196.388 | 1377816.9287 | 1377816.9287 | 0.80089
Solution 2 | stage0 | Gas Boiler (Linearized cost) | hub1 | Gas Boiler (Linearized cost) Mode 1 | 0 | 0 | 0 | 0
Solution 2 | stage0 | Gas Boiler (Linearized cost) | hub1 | Gas Boiler (Linearized cost) Mode 2 | 2.2204e-13 | -3.0621e-11 | -2.7559e-11 | 0
Solution 2 | stage0 | Gas Boiler (Linearized cost) | hub10 | Gas Boiler (Linearized cost) Mode 1 | 0 | 0 | 0 | 0
Solution 2 | stage0 | Gas Boiler (Linearized cost) | hub10 | Gas Boiler (Linearized cost) Mode 2 | 1.3878e-14 | -1.0076e-12 | -9.0683e-13 | 0
Solution 2 | stage0 | Gas Boiler (Linearized cost) | hub11 | Gas Boiler (Linearized cost) Mode 1 | 0 | 0 | 0 | 0
Solution 2 | stage0 | Gas Boiler (Linearized cost) | hub11 | Gas Boiler (Linearized cost) Mode 2 | 2.7756e-14 | -1.1077e-11 | -9.9696e-12 | 0
Solution 2 | stage0 | Gas Boiler (Linearized cost) | hub12 | Gas Boiler (Linearized cost) Mode 1 | 0 | 0 | 0 | 0
Solution 2 | stage0 | Gas Boiler (Linearized cost) | hub12 | Gas Boiler (Linearized cost) Mode 2 | 4.4409e-13 | -1.9017e-10 | -1.7115e-10 | 0
Solution 2 | stage0 | Gas Boiler (Linearized cost) | hub13 | Gas Boiler (Linearized cost) Mode 1 | 0 | 0 | 0 | 0
Solution 2 | stage0 | Gas Boiler (Linearized cost) | hub13 | Gas Boiler (Linearized cost) Mode 2 | 6.9389e-15 | -1.9117e-12 | -1.7205e-12 | 0
Solution 2 | stage0 | Gas Boiler (Linearized cost) | hub14 | Gas Boiler (Linearized cost) Mode 1 | 0 | 0 | 0 | 0
Solution 2 | stage0 | Gas Boiler (Linearized cost) | hub14 | Gas Boiler (Linearized cost) Mode 2 | 1.3878e-14 | -1.8863e-12 | -1.6976e-12 | 0
Solution 2 | stage0 | Gas Boiler (Linearized cost) | hub2 | Gas Boiler (Linearized cost) Mode 1 | 0 | 0 | 0 | 0
Solution 2 | stage0 | Gas Boiler (Linearized cost) | hub2 | Gas Boiler (Linearized cost) Mode 2 | 2.7756e-14 | -2.3574e-12 | -2.1217e-12 | 0
Solution 2 | stage0 | Gas Boiler (Linearized cost) | hub3 | Gas Boiler (Linearized cost) Mode 1 | 0 | 0 | 0 | 0
Solution 2 | stage0 | Gas Boiler (Linearized cost) | hub3 | Gas Boiler (Linearized cost) Mode 2 | 6.9389e-15 | -1.0502e-11 | -9.4522e-12 | 0
Solution 2 | stage0 | Gas Boiler (Linearized cost) | hub4 | Gas Boiler (Linearized cost) Mode 1 | 0 | 0 | 0 | 0
Solution 2 | stage0 | Gas Boiler (Linearized cost) | hub4 | Gas Boiler (Linearized cost) Mode 2 | 2.7756e-14 | -8.7689e-12 | -7.892e-12 | 0
Solution 2 | stage0 | Gas Boiler (Linearized cost) | hub5 | Gas Boiler (Linearized cost) Mode 1 | 0 | 0 | 0 | 0
Solution 2 | stage0 | Gas Boiler (Linearized cost) | hub5 | Gas Boiler (Linearized cost) Mode 2 | 2.7756e-14 | -3.3652e-12 | -3.0287e-12 | 0
Solution 2 | stage0 | Gas Boiler (Linearized cost) | hub6 | Gas Boiler (Linearized cost) Mode 1 | 0 | 0 | 0 | 0
Solution 2 | stage0 | Gas Boiler (Linearized cost) | hub6 | Gas Boiler (Linearized cost) Mode 2 | 1.3878e-14 | -2.205e-12 | -1.9845e-12 | 0
Solution 2 | stage0 | Gas Boiler (Linearized cost) | hub7 | Gas Boiler (Linearized cost) Mode 1 | 0 | 0 | 0 | 0
Solution 2 | stage0 | Gas Boiler (Linearized cost) | hub7 | Gas Boiler (Linearized cost) Mode 2 | 1.3878e-14 | -2.3346e-12 | -2.1011e-12 | 0
Solution 2 | stage0 | Gas Boiler (Linearized cost) | hub8 | Gas Boiler (Linearized cost) Mode 1 | 0 | 0 | 0 | 0
Solution 2 | stage0 | Gas Boiler (Linearized cost) | hub8 | Gas Boiler (Linearized cost) Mode 2 | 1.3878e-14 | -3.149e-12 | -2.8341e-12 | 0
Solution 2 | stage0 | Gas Boiler (Linearized cost) | hub9 | Gas Boiler (Linearized cost) Mode 1 | 0 | 0 | 0 | 0
Solution 2 | stage0 | Gas Boiler (Linearized cost) | hub9 | Gas Boiler (Linearized cost) Mode 2 | 5.5511e-14 | -2.1805e-11 | -1.9624e-11 | 0
Solution 2 | stage0 | rooftop to pv | plant | rooftop to pv Mode 1 | 3405.0309 | 4495799.4578 | 4495799.4578 | 0.15072
Solution 2 | stage0 | parking to pv | plant | parking to pv Mode 1 | 0 | 0 | 0 | 0
Solution 3 | stage0 | local W2WHP | hub1 | local W2WHP Mode 1 | 2304.5377 | 220767.4398 | 769002.1132 | 0.038093
Solution 3 | stage0 | local W2WHP | hub1 | local W2WHP Mode 2 | 730.2809 | 72107.7722 | 336570.2487 | 0.052612
Solution 3 | stage0 | local W2WHP | hub1 | local W2WHP Mode 3 | 2784.5154 | 446304.3439 | 2967340.2102 | 0.12165
Solution 3 | stage0 | local W2WHP | hub10 | local W2WHP Mode 1 | 135.9123 | 14999.2195 | 51886.8028 | 0.043581
Solution 3 | stage0 | local W2WHP | hub10 | local W2WHP Mode 2 | 17.1956 | 1251.7729 | 6015.1087 | 0.039931
Solution 3 | stage0 | local W2WHP | hub10 | local W2WHP Mode 3 | 39.2665 | 8180.0734 | 53250.2042 | 0.15481
Solution 3 | stage0 | local W2WHP | hub11 | local W2WHP Mode 1 | 218.5355 | 95593.2578 | 358025.079 | 0.18702
Solution 3 | stage0 | local W2WHP | hub11 | local W2WHP Mode 2 | 35.8231 | 41287.8704 | 167846.0779 | 0.53487
Solution 3 | stage0 | local W2WHP | hub11 | local W2WHP Mode 3 | 287.2002 | 79263.0488 | 538566.6638 | 0.21407
Solution 3 | stage0 | local W2WHP | hub12 | local W2WHP Mode 1 | 2153.8699 | 1990025.861 | 7345736.852 | 0.38932
Solution 3 | stage0 | local W2WHP | hub12 | local W2WHP Mode 2 | 624.8459 | 883449.2116 | 3567069.7659 | 0.65168
Solution 3 | stage0 | local W2WHP | hub12 | local W2WHP Mode 3 | 5024.8815 | 1265254.1327 | 8092249.8233 | 0.18384
Solution 3 | stage0 | local W2WHP | hub13 | local W2WHP Mode 1 | 140.401 | 20953.3498 | 72255.5737 | 0.058749
Solution 3 | stage0 | local W2WHP | hub13 | local W2WHP Mode 2 | 110.3822 | 3553.602 | 17612.6295 | 0.018215
Solution 3 | stage0 | local W2WHP | hub13 | local W2WHP Mode 3 | 107.1985 | 12105.3895 | 71435.0339 | 0.076071
Solution 3 | stage0 | local W2WHP | hub14 | local W2WHP Mode 1 | 142.1925 | 38448.3097 | 133678.2324 | 0.10732
Solution 3 | stage0 | local W2WHP | hub14 | local W2WHP Mode 2 | 67.8973 | 779.4345 | 3866.3578 | 0.0065005
Solution 3 | stage0 | local W2WHP | hub14 | local W2WHP Mode 3 | 78.654 | 14431.9654 | 108108.906 | 0.1569
Solution 3 | stage0 | local W2WHP | hub2 | local W2WHP Mode 1 | 279.8181 | 24953.6142 | 85065.6118 | 0.034704
Solution 3 | stage0 | local W2WHP | hub2 | local W2WHP Mode 2 | 272.4839 | 18785.3251 | 85611.8325 | 0.035866
Solution 3 | stage0 | local W2WHP | hub2 | local W2WHP Mode 3 | 203.94 | 36068.4387 | 229400.3176 | 0.12841
Solution 3 | stage0 | local W2WHP | hub3 | local W2WHP Mode 1 | 58.7399 | 12935.3938 | 44423.8362 | 0.086333
Solution 3 | stage0 | local W2WHP | hub3 | local W2WHP Mode 2 | 23.5452 | 4083.0023 | 18433.4873 | 0.089373
Solution 3 | stage0 | local W2WHP | hub3 | local W2WHP Mode 3 | 104.9056 | 22652.016 | 145028.3368 | 0.15782
Solution 3 | stage0 | local W2WHP | hub4 | local W2WHP Mode 1 | 273.5294 | 76452.2378 | 263452.5887 | 0.10995
Solution 3 | stage0 | local W2WHP | hub4 | local W2WHP Mode 2 | 487.5426 | 101897.3875 | 417383.5897 | 0.097728
Solution 3 | stage0 | local W2WHP | hub4 | local W2WHP Mode 3 | 542.5855 | 117107.4423 | 784728.6191 | 0.1651
Solution 3 | stage0 | local W2WHP | hub5 | local W2WHP Mode 1 | 136.167 | 33876.0636 | 116315.6149 | 0.097513
Solution 3 | stage0 | local W2WHP | hub5 | local W2WHP Mode 2 | 255.9085 | 59390.9975 | 243281.2596 | 0.10852
Solution 3 | stage0 | local W2WHP | hub5 | local W2WHP Mode 3 | 271.1577 | 60173.6693 | 404353.0918 | 0.17023
Solution 3 | stage0 | local W2WHP | hub6 | local W2WHP Mode 1 | 115.1239 | 18971.3306 | 65178.3221 | 0.06463
Solution 3 | stage0 | local W2WHP | hub6 | local W2WHP Mode 2 | 153.3007 | 4676.6881 | 23031.4918 | 0.01715
Solution 3 | stage0 | local W2WHP | hub6 | local W2WHP Mode 3 | 44.7824 | 6584.6968 | 49833.904 | 0.12703
Solution 3 | stage0 | local W2WHP | hub7 | local W2WHP Mode 1 | 104.0534 | 29271.1906 | 100816.5426 | 0.1106
Solution 3 | stage0 | local W2WHP | hub7 | local W2WHP Mode 2 | 185.8324 | 46826.5617 | 191681.2638 | 0.11775
Solution 3 | stage0 | local W2WHP | hub7 | local W2WHP Mode 3 | 182.5183 | 40439.4469 | 269202.6962 | 0.16837
Solution 3 | stage0 | local W2WHP | hub8 | local W2WHP Mode 1 | 100.9653 | 28353.881 | 97713.9953 | 0.11048
Solution 3 | stage0 | local W2WHP | hub8 | local W2WHP Mode 2 | 181.8353 | 46006.8667 | 187764.139 | 0.11788
Solution 3 | stage0 | local W2WHP | hub8 | local W2WHP Mode 3 | 188.5506 | 41615.9412 | 280425.0433 | 0.16978
Solution 3 | stage0 | local W2WHP | hub9 | local W2WHP Mode 1 | 674.3585 | 166870.1634 | 577006.576 | 0.097675
Solution 3 | stage0 | local W2WHP | hub9 | local W2WHP Mode 2 | 207.9748 | 75942.6766 | 310784.6878 | 0.17059
Solution 3 | stage0 | local W2WHP | hub9 | local W2WHP Mode 3 | 1130.1742 | 271250.5049 | 1805780.4487 | 0.1824
Solution 3 | stage0 | pv to hub | hub1 | pv to hub Mode 1 | 1368.3144 | 1629865.5914 | 1629865.5914 | 0.13598
Solution 3 | stage0 | pv to hub | hub10 | pv to hub Mode 1 | 25.8866 | 59578.8928 | 59578.8928 | 0.26274
Solution 3 | stage0 | pv to hub | hub11 | pv to hub Mode 1 | 149.1083 | 378877.1067 | 378877.1067 | 0.29006
Solution 3 | stage0 | pv to hub | hub12 | pv to hub Mode 1 | 2250.9117 | 4948701.4224 | 4948701.4224 | 0.25097
Solution 3 | stage0 | pv to hub | hub13 | pv to hub Mode 1 | 45.774 | 54367.7159 | 54367.7159 | 0.13559
Solution 3 | stage0 | pv to hub | hub14 | pv to hub Mode 1 | 39.511 | 94058.003 | 94058.003 | 0.27175
Solution 3 | stage0 | pv to hub | hub2 | pv to hub Mode 1 | 123.623 | 202265.3513 | 202265.3513 | 0.18677
Solution 3 | stage0 | pv to hub | hub3 | pv to hub Mode 1 | 104.2237 | 258027.3841 | 258027.3841 | 0.28261
Solution 3 | stage0 | pv to hub | hub4 | pv to hub Mode 1 | 270.2164 | 209597.6875 | 209597.6875 | 0.088546
Solution 3 | stage0 | pv to hub | hub5 | pv to hub Mode 1 | 129.4306 | 97349.6849 | 97349.6849 | 0.08586
Solution 3 | stage0 | pv to hub | hub6 | pv to hub Mode 1 | 96.9364 | 71319.5318 | 71319.5318 | 0.083988
Solution 3 | stage0 | pv to hub | hub7 | pv to hub Mode 1 | 92.3079 | 216161.8529 | 216161.8529 | 0.26732
Solution 3 | stage0 | pv to hub | hub8 | pv to hub Mode 1 | 92.566 | 216722.5229 | 216722.5229 | 0.26727
Solution 3 | stage0 | pv to hub | hub9 | pv to hub Mode 1 | 534.3533 | 531928.2554 | 531928.2554 | 0.11364
Solution 3 | stage0 | Pump DHW gas | hub1 | Pump DHW gas Mode 1 | 0 | 0 | 0 | 0
Solution 3 | stage0 | Pump DHW gas | hub10 | Pump DHW gas Mode 1 | 0 | 0 | 0 | 0
Solution 3 | stage0 | Pump DHW gas | hub11 | Pump DHW gas Mode 1 | 0 | 0 | 0 | 0
Solution 3 | stage0 | Pump DHW gas | hub12 | Pump DHW gas Mode 1 | 0 | 0 | 0 | 0
Solution 3 | stage0 | Pump DHW gas | hub13 | Pump DHW gas Mode 1 | 0 | 0 | 0 | 0
Solution 3 | stage0 | Pump DHW gas | hub14 | Pump DHW gas Mode 1 | 0 | 0 | 0 | 0
Solution 3 | stage0 | Pump DHW gas | hub2 | Pump DHW gas Mode 1 | 0 | 0 | 0 | 0
Solution 3 | stage0 | Pump DHW gas | hub3 | Pump DHW gas Mode 1 | 0 | 0 | 0 | 0
Solution 3 | stage0 | Pump DHW gas | hub4 | Pump DHW gas Mode 1 | 0 | 0 | 0 | 0
Solution 3 | stage0 | Pump DHW gas | hub5 | Pump DHW gas Mode 1 | 0 | 0 | 0 | 0
Solution 3 | stage0 | Pump DHW gas | hub6 | Pump DHW gas Mode 1 | 0 | 0 | 0 | 0
Solution 3 | stage0 | Pump DHW gas | hub7 | Pump DHW gas Mode 1 | 0 | 0 | 0 | 0
Solution 3 | stage0 | Pump DHW gas | hub8 | Pump DHW gas Mode 1 | 0 | 0 | 0 | 0
Solution 3 | stage0 | Pump DHW gas | hub9 | Pump DHW gas Mode 1 | 0 | 0 | 0 | 0
Solution 3 | stage0 | Pump cooling | hub1 | Pump cooling Mode 1 | 2746.524 | 2915759.2446 | 2915759.2446 | 0.12119
Solution 3 | stage0 | Pump cooling | hub10 | Pump cooling Mode 1 | 43.5653 | 40014.3655 | 40014.3655 | 0.10485
Solution 3 | stage0 | Pump cooling | hub11 | Pump cooling Mode 1 | 266.7618 | 591631.3513 | 591631.3513 | 0.25318
Solution 3 | stage0 | Pump cooling | hub12 | Pump cooling Mode 1 | 4679.9342 | 9316474.1294 | 9316474.1294 | 0.22725
Solution 3 | stage0 | Pump cooling | hub13 | Pump cooling Mode 1 | 151.9881 | 69305.2051 | 69305.2051 | 0.052054
Solution 3 | stage0 | Pump cooling | hub14 | Pump cooling Mode 1 | 103.6616 | 51168.3584 | 51168.3584 | 0.056348
Solution 3 | stage0 | Pump cooling | hub2 | Pump cooling Mode 1 | 326.6423 | 228167.1925 | 228167.1925 | 0.07974
Solution 3 | stage0 | Pump cooling | hub3 | Pump cooling Mode 1 | 100.4378 | 131512.0532 | 131512.0532 | 0.14947
Solution 3 | stage0 | Pump cooling | hub4 | Pump cooling Mode 1 | 748.031 | 811707.9698 | 811707.9698 | 0.12387
Solution 3 | stage0 | Pump cooling | hub5 | Pump cooling Mode 1 | 380.9923 | 422192.8759 | 422192.8759 | 0.1265
Solution 3 | stage0 | Pump cooling | hub6 | Pump cooling Mode 1 | 127.8045 | 33799.1386 | 33799.1386 | 0.03019
Solution 3 | stage0 | Pump cooling | hub7 | Pump cooling Mode 1 | 264.3832 | 292649.0271 | 292649.0271 | 0.12636
Solution 3 | stage0 | Pump cooling | hub8 | Pump cooling Mode 1 | 267.1967 | 309788.5739 | 309788.5739 | 0.13235
Solution 3 | stage0 | Pump cooling | hub9 | Pump cooling Mode 1 | 1086.2268 | 1693852.2019 | 1693852.2019 | 0.17801
Solution 3 | stage0 | Pump DHW | hub1 | Pump DHW Mode 1 | 0 | 0 | 0 | 0
Solution 3 | stage0 | Pump DHW | hub10 | Pump DHW Mode 1 | 0 | 0 | 0 | 0
Solution 3 | stage0 | Pump DHW | hub11 | Pump DHW Mode 1 | 34.8297 | 157809.6407 | 157809.6407 | 0.51722
Solution 3 | stage0 | Pump DHW | hub12 | Pump DHW Mode 1 | 554.1475 | 3432842.9357 | 3432842.9357 | 0.70717
Solution 3 | stage0 | Pump DHW | hub13 | Pump DHW Mode 1 | 0 | 0 | 0 | 0
Solution 3 | stage0 | Pump DHW | hub14 | Pump DHW Mode 1 | 0 | 0 | 0 | 0
Solution 3 | stage0 | Pump DHW | hub2 | Pump DHW Mode 1 | 0 | 0 | 0 | 0
Solution 3 | stage0 | Pump DHW | hub3 | Pump DHW Mode 1 | 0 | 0 | 0 | 0
Solution 3 | stage0 | Pump DHW | hub4 | Pump DHW Mode 1 | 94.6748 | 355179.512 | 355179.512 | 0.42826
Solution 3 | stage0 | Pump DHW | hub5 | Pump DHW Mode 1 | 55.1879 | 207041.9729 | 207041.9729 | 0.42826
Solution 3 | stage0 | Pump DHW | hub6 | Pump DHW Mode 1 | 0 | 0 | 0 | 0
Solution 3 | stage0 | Pump DHW | hub7 | Pump DHW Mode 1 | 43.6957 | 163928.3722 | 163928.3722 | 0.42826
Solution 3 | stage0 | Pump DHW | hub8 | Pump DHW Mode 1 | 43.6957 | 163928.3722 | 163928.3722 | 0.42826
Solution 3 | stage0 | Pump DHW | hub9 | Pump DHW Mode 1 | 71.4402 | 268013.5088 | 268013.5088 | 0.42826
Solution 3 | stage0 | Pump SH | hub1 | Pump SH Mode 1 | 2304.5377 | 769002.1132 | 769002.1132 | 0.038093
Solution 3 | stage0 | Pump SH | hub10 | Pump SH Mode 1 | 135.9123 | 51886.8028 | 51886.8028 | 0.043581
Solution 3 | stage0 | Pump SH | hub11 | Pump SH Mode 1 | 218.5355 | 358025.079 | 358025.079 | 0.18702
Solution 3 | stage0 | Pump SH | hub12 | Pump SH Mode 1 | 2153.8699 | 7345736.852 | 7345736.852 | 0.38932
Solution 3 | stage0 | Pump SH | hub13 | Pump SH Mode 1 | 140.401 | 72255.5737 | 72255.5737 | 0.058749
Solution 3 | stage0 | Pump SH | hub14 | Pump SH Mode 1 | 142.1925 | 133678.2324 | 133678.2324 | 0.10732
Solution 3 | stage0 | Pump SH | hub2 | Pump SH Mode 1 | 279.8181 | 85065.6118 | 85065.6118 | 0.034704
Solution 3 | stage0 | Pump SH | hub3 | Pump SH Mode 1 | 58.7399 | 44423.8362 | 44423.8362 | 0.086333
Solution 3 | stage0 | Pump SH | hub4 | Pump SH Mode 1 | 273.5294 | 263452.5887 | 263452.5887 | 0.10995
Solution 3 | stage0 | Pump SH | hub5 | Pump SH Mode 1 | 136.167 | 116315.6149 | 116315.6149 | 0.097513
Solution 3 | stage0 | Pump SH | hub6 | Pump SH Mode 1 | 115.1239 | 65178.3221 | 65178.3221 | 0.06463
Solution 3 | stage0 | Pump SH | hub7 | Pump SH Mode 1 | 104.0534 | 100816.5426 | 100816.5426 | 0.1106
Solution 3 | stage0 | Pump SH | hub8 | Pump SH Mode 1 | 100.9653 | 97713.9953 | 97713.9953 | 0.11048
Solution 3 | stage0 | Pump SH | hub9 | Pump SH Mode 1 | 674.3585 | 577006.576 | 577006.576 | 0.097675
Solution 3 | stage0 | HEX SC local | hub1 | HEX SC local Mode 1 | 2.8495 | 705285.2387 | 705.2852 | 0.02826
Solution 3 | stage0 | HEX SC local | hub10 | HEX SC local Mode 1 | 0.18688 | 91005.8219 | 91.0058 | 0.055555
Solution 3 | stage0 | HEX SC local | hub11 | HEX SC local Mode 1 | 0.3248 | 452621.5833 | 452.6216 | 0.15898
Solution 3 | stage0 | HEX SC local | hub12 | HEX SC local Mode 1 | 3.7527 | 9822889.5719 | 9822.8896 | 0.29878
Solution 3 | stage0 | HEX SC local | hub13 | HEX SC local Mode 1 | 0.19305 | 103688.7393 | 103.6887 | 0.06133
Solution 3 | stage0 | HEX SC local | hub14 | HEX SC local Mode 1 | 0.19551 | 280051.8456 | 280.0518 | 0.16311
Solution 3 | stage0 | HEX SC local | hub2 | HEX SC local Mode 1 | 0.40456 | 151475.9269 | 151.4759 | 0.042696
Solution 3 | stage0 | HEX SC local | hub3 | HEX SC local Mode 1 | 0.083992 | 66369.5806 | 66.3696 | 0.075764
Solution 3 | stage0 | HEX SC local | hub4 | HEX SC local Mode 1 | 0.65428 | 566382.36 | 566.3824 | 0.098862
Solution 3 | stage0 | HEX SC local | hub5 | HEX SC local Mode 1 | 0.34886 | 288973.101 | 288.9731 | 0.094521
Solution 3 | stage0 | HEX SC local | hub6 | HEX SC local Mode 1 | 0.1583 | 138666.4055 | 138.6664 | 0.10019
Solution 3 | stage0 | HEX SC local | hub7 | HEX SC local Mode 1 | 0.24758 | 235990.7916 | 235.9908 | 0.10863
Solution 3 | stage0 | HEX SC local | hub8 | HEX SC local Mode 1 | 0.26634 | 212742.6709 | 212.7427 | 0.0913
Solution 3 | stage0 | HEX SC local | hub9 | HEX SC local Mode 1 | 0.94154 | 858806.0844 | 858.8061 | 0.10407
Solution 3 | stage0 | cooling tower w2w | hub1 | cooling tower w2w Mode 1 | 4.4405 | 4.4405 | 4.4405 | 0.00011414
Solution 3 | stage0 | cooling tower w2w | hub1 | cooling tower w2w Mode 2 | 1515.7904 | 2655359.4138 | 2655359.4138 | 0.19998
Solution 3 | stage0 | cooling tower w2w | hub10 | cooling tower w2w Mode 1 | 60.3317 | 3323.2384 | 3323.2384 | 0.006288
Solution 3 | stage0 | cooling tower w2w | hub10 | cooling tower w2w Mode 2 | 6.8428 | 9955.2213 | 9955.2213 | 0.16607
Solution 3 | stage0 | cooling tower w2w | hub11 | cooling tower w2w Mode 1 | 0 | 0 | 0 | 0
Solution 3 | stage0 | cooling tower w2w | hub11 | cooling tower w2w Mode 2 | 79.6362 | 310590.5056 | 310590.5056 | 0.44522
Solution 3 | stage0 | cooling tower w2w | hub12 | cooling tower w2w Mode 1 | 0 | 0 | 0 | 0
Solution 3 | stage0 | cooling tower w2w | hub12 | cooling tower w2w Mode 2 | 720.8201 | 2677356.2592 | 2677356.2592 | 0.42401
Solution 3 | stage0 | cooling tower w2w | hub13 | cooling tower w2w Mode 1 | 48.5627 | 9612.3586 | 9612.3586 | 0.022595
Solution 3 | stage0 | cooling tower w2w | hub13 | cooling tower w2w Mode 2 | 65.8172 | 24091.4865 | 24091.4865 | 0.041785
Solution 3 | stage0 | cooling tower w2w | hub14 | cooling tower w2w Mode 1 | 88.1914 | 33840.1379 | 33840.1379 | 0.043803
Solution 3 | stage0 | cooling tower w2w | hub14 | cooling tower w2w Mode 2 | 0.1 | 10.4 | 10.4 | 0.011872
Solution 3 | stage0 | cooling tower w2w | hub2 | cooling tower w2w Mode 1 | 75.0829 | 3054.5431 | 3054.5431 | 0.0046441
Solution 3 | stage0 | cooling tower w2w | hub2 | cooling tower w2w Mode 2 | 85.2711 | 152289.1394 | 152289.1394 | 0.20387
Solution 3 | stage0 | cooling tower w2w | hub3 | cooling tower w2w Mode 1 | 0 | 0 | 0 | 0
Solution 3 | stage0 | cooling tower w2w | hub3 | cooling tower w2w Mode 2 | 24.3607 | 110198.2854 | 110198.2854 | 0.51639
Solution 3 | stage0 | cooling tower w2w | hub4 | cooling tower w2w Mode 1 | 0 | 0 | 0 | 0
Solution 3 | stage0 | cooling tower w2w | hub4 | cooling tower w2w Mode 2 | 107.7606 | 481046.5657 | 481046.5657 | 0.50959
Solution 3 | stage0 | cooling tower w2w | hub5 | cooling tower w2w Mode 1 | 0 | 0 | 0 | 0
Solution 3 | stage0 | cooling tower w2w | hub5 | cooling tower w2w Mode 2 | 40.3618 | 249175.8397 | 249175.8397 | 0.70474
Solution 3 | stage0 | cooling tower w2w | hub6 | cooling tower w2w Mode 1 | 45.4223 | 20971.4248 | 20971.4248 | 0.052706
Solution 3 | stage0 | cooling tower w2w | hub6 | cooling tower w2w Mode 2 | 2.8349 | 654.113 | 654.113 | 0.026339
Solution 3 | stage0 | cooling tower w2w | hub7 | cooling tower w2w Mode 1 | 0 | 0 | 0 | 0
Solution 3 | stage0 | cooling tower w2w | hub7 | cooling tower w2w Mode 2 | 22.3281 | 140673.6965 | 140673.6965 | 0.71922
Solution 3 | stage0 | cooling tower w2w | hub8 | cooling tower w2w Mode 1 | 0 | 0 | 0 | 0
Solution 3 | stage0 | cooling tower w2w | hub8 | cooling tower w2w Mode 2 | 25.1018 | 165431.7834 | 165431.7834 | 0.75233
Solution 3 | stage0 | cooling tower w2w | hub9 | cooling tower w2w Mode 1 | 0 | 0 | 0 | 0
Solution 3 | stage0 | cooling tower w2w | hub9 | cooling tower w2w Mode 2 | 196.0846 | 1367455.6519 | 1367455.6519 | 0.79609
Solution 3 | stage0 | Gas Boiler (Linearized cost) | hub1 | Gas Boiler (Linearized cost) Mode 1 | 0 | 0 | 0 | 0
Solution 3 | stage0 | Gas Boiler (Linearized cost) | hub1 | Gas Boiler (Linearized cost) Mode 2 | 2.2204e-13 | -3.0621e-11 | -2.7559e-11 | 0
Solution 3 | stage0 | Gas Boiler (Linearized cost) | hub10 | Gas Boiler (Linearized cost) Mode 1 | 0 | 0 | 0 | 0
Solution 3 | stage0 | Gas Boiler (Linearized cost) | hub10 | Gas Boiler (Linearized cost) Mode 2 | 1.3878e-14 | -1.5704e-12 | -1.4134e-12 | 0
Solution 3 | stage0 | Gas Boiler (Linearized cost) | hub11 | Gas Boiler (Linearized cost) Mode 1 | 0 | 0 | 0 | 0
Solution 3 | stage0 | Gas Boiler (Linearized cost) | hub11 | Gas Boiler (Linearized cost) Mode 2 | 2.7756e-14 | -3.1164e-11 | -2.8047e-11 | 0
Solution 3 | stage0 | Gas Boiler (Linearized cost) | hub12 | Gas Boiler (Linearized cost) Mode 1 | 0 | 0 | 0 | 0
Solution 3 | stage0 | Gas Boiler (Linearized cost) | hub12 | Gas Boiler (Linearized cost) Mode 2 | 4.4409e-13 | -1.7412e-10 | -1.5671e-10 | 0
Solution 3 | stage0 | Gas Boiler (Linearized cost) | hub13 | Gas Boiler (Linearized cost) Mode 1 | 0 | 0 | 0 | 0
Solution 3 | stage0 | Gas Boiler (Linearized cost) | hub13 | Gas Boiler (Linearized cost) Mode 2 | 2.7756e-14 | -2.328e-12 | -2.0952e-12 | 0
Solution 3 | stage0 | Gas Boiler (Linearized cost) | hub14 | Gas Boiler (Linearized cost) Mode 1 | 0 | 0 | 0 | 0
Solution 3 | stage0 | Gas Boiler (Linearized cost) | hub14 | Gas Boiler (Linearized cost) Mode 2 | 1.3878e-14 | -4.1213e-12 | -3.7091e-12 | 0
Solution 3 | stage0 | Gas Boiler (Linearized cost) | hub2 | Gas Boiler (Linearized cost) Mode 1 | 0 | 0 | 0 | 0
Solution 3 | stage0 | Gas Boiler (Linearized cost) | hub2 | Gas Boiler (Linearized cost) Mode 2 | 2.7756e-14 | -2.4634e-11 | -2.217e-11 | 0
Solution 3 | stage0 | Gas Boiler (Linearized cost) | hub3 | Gas Boiler (Linearized cost) Mode 1 | 0 | 0 | 0 | 0
Solution 3 | stage0 | Gas Boiler (Linearized cost) | hub3 | Gas Boiler (Linearized cost) Mode 2 | 6.9389e-15 | -1.8129e-12 | -1.6316e-12 | 0
Solution 3 | stage0 | Gas Boiler (Linearized cost) | hub4 | Gas Boiler (Linearized cost) Mode 1 | 0 | 0 | 0 | 0
Solution 3 | stage0 | Gas Boiler (Linearized cost) | hub4 | Gas Boiler (Linearized cost) Mode 2 | 2.7756e-14 | -8.7689e-12 | -7.892e-12 | 0
Solution 3 | stage0 | Gas Boiler (Linearized cost) | hub5 | Gas Boiler (Linearized cost) Mode 1 | 0 | 0 | 0 | 0
Solution 3 | stage0 | Gas Boiler (Linearized cost) | hub5 | Gas Boiler (Linearized cost) Mode 2 | 2.7756e-14 | -2.1241e-11 | -1.9117e-11 | 0
Solution 3 | stage0 | Gas Boiler (Linearized cost) | hub6 | Gas Boiler (Linearized cost) Mode 1 | 0 | 0 | 0 | 0
Solution 3 | stage0 | Gas Boiler (Linearized cost) | hub6 | Gas Boiler (Linearized cost) Mode 2 | 1.3878e-14 | -2.2127e-12 | -1.9915e-12 | 0
Solution 3 | stage0 | Gas Boiler (Linearized cost) | hub7 | Gas Boiler (Linearized cost) Mode 1 | 0 | 0 | 0 | 0
Solution 3 | stage0 | Gas Boiler (Linearized cost) | hub7 | Gas Boiler (Linearized cost) Mode 2 | 1.3878e-14 | -2.3346e-12 | -2.1011e-12 | 0
Solution 3 | stage0 | Gas Boiler (Linearized cost) | hub8 | Gas Boiler (Linearized cost) Mode 1 | 0 | 0 | 0 | 0
Solution 3 | stage0 | Gas Boiler (Linearized cost) | hub8 | Gas Boiler (Linearized cost) Mode 2 | 1.3878e-14 | -3.149e-12 | -2.8341e-12 | 0
Solution 3 | stage0 | Gas Boiler (Linearized cost) | hub9 | Gas Boiler (Linearized cost) Mode 1 | 0 | 0 | 0 | 0
Solution 3 | stage0 | Gas Boiler (Linearized cost) | hub9 | Gas Boiler (Linearized cost) Mode 2 | 5.5511e-14 | -3.4476e-11 | -3.1029e-11 | 0
Solution 3 | stage0 | rooftop to pv | plant | rooftop to pv Mode 1 | 6584.7276 | 8694081.0803 | 8694081.0803 | 0.15072
Solution 3 | stage0 | parking to pv | plant | parking to pv Mode 1 | 602.1176 | 795000.0889 | 795000.0889 | 0.15072
Solution 4 | stage0 | local W2WHP | hub1 | local W2WHP Mode 1 | 2304.5377 | 220767.4398 | 769002.1132 | 0.038093
Solution 4 | stage0 | local W2WHP | hub1 | local W2WHP Mode 2 | 1868.9435 | 537268.926 | 2478008.4921 | 0.15136
Solution 4 | stage0 | local W2WHP | hub1 | local W2WHP Mode 3 | 1993.4183 | 282649.8727 | 1916481.8397 | 0.10975
Solution 4 | stage0 | local W2WHP | hub10 | local W2WHP Mode 1 | 135.9123 | 14999.2195 | 51886.8028 | 0.043581
Solution 4 | stage0 | local W2WHP | hub10 | local W2WHP Mode 2 | 4.1651 | 248.1723 | 1229.2959 | 0.033693
Solution 4 | stage0 | local W2WHP | hub10 | local W2WHP Mode 3 | 103.555 | 11794.2935 | 103094.8799 | 0.11365
Solution 4 | stage0 | local W2WHP | hub11 | local W2WHP Mode 1 | 218.5355 | 95593.2578 | 358025.079 | 0.18702
Solution 4 | stage0 | local W2WHP | hub11 | local W2WHP Mode 2 | 104.5022 | 46150.1956 | 188942.3164 | 0.2064
Solution 4 | stage0 | local W2WHP | hub11 | local W2WHP Mode 3 | 272.2232 | 77822.0092 | 525534.6208 | 0.22038
Solution 4 | stage0 | local W2WHP | hub12 | local W2WHP Mode 1 | 2153.8699 | 1990025.861 | 7345736.852 | 0.38932
Solution 4 | stage0 | local W2WHP | hub12 | local W2WHP Mode 2 | 1921.4615 | 947701.8271 | 3867613.4126 | 0.22978
Solution 4 | stage0 | local W2WHP | hub12 | local W2WHP Mode 3 | 4814.3486 | 1233997.4535 | 7858243.9799 | 0.18633
Solution 4 | stage0 | local W2WHP | hub13 | local W2WHP Mode 1 | 140.401 | 20953.3498 | 72255.5737 | 0.058749
Solution 4 | stage0 | local W2WHP | hub13 | local W2WHP Mode 2 | 123.7963 | 7001.872 | 34764.9907 | 0.032058
Solution 4 | stage0 | local W2WHP | hub13 | local W2WHP Mode 3 | 97.1379 | 9645.1748 | 58549.3326 | 0.068806
Solution 4 | stage0 | local W2WHP | hub14 | local W2WHP Mode 1 | 142.1925 | 38448.3097 | 133678.2324 | 0.10732
Solution 4 | stage0 | local W2WHP | hub14 | local W2WHP Mode 2 | 11.0825 | 154.0088 | 768.2497 | 0.007913
Solution 4 | stage0 | local W2WHP | hub14 | local W2WHP Mode 3 | 503.7968 | 48246.4609 | 461664.5609 | 0.10461
Solution 4 | stage0 | local W2WHP | hub2 | local W2WHP Mode 1 | 279.8181 | 24953.6142 | 85065.6118 | 0.034704
Solution 4 | stage0 | local W2WHP | hub2 | local W2WHP Mode 2 | 272.3392 | 21771.8856 | 105201.3791 | 0.044097
Solution 4 | stage0 | local W2WHP | hub2 | local W2WHP Mode 3 | 204.0485 | 30369.2124 | 198965.4793 | 0.11131
Solution 4 | stage0 | local W2WHP | hub3 | local W2WHP Mode 1 | 58.7399 | 12935.3938 | 44423.8362 | 0.086333
Solution 4 | stage0 | local W2WHP | hub3 | local W2WHP Mode 2 | 40.72 | 14541.4438 | 64492.2578 | 0.1808
Solution 4 | stage0 | local W2WHP | hub3 | local W2WHP Mode 3 | 92.8826 | 19429.3984 | 123694.6062 | 0.15202
Solution 4 | stage0 | local W2WHP | hub4 | local W2WHP Mode 1 | 273.5294 | 76452.2378 | 263452.5887 | 0.10995
Solution 4 | stage0 | local W2WHP | hub4 | local W2WHP Mode 2 | 265.2635 | 101906.9647 | 415845.9364 | 0.17896
Solution 4 | stage0 | local W2WHP | hub4 | local W2WHP Mode 3 | 694.7501 | 116745.9775 | 778193.3861 | 0.12787
Solution 4 | stage0 | local W2WHP | hub5 | local W2WHP Mode 1 | 136.167 | 33876.0636 | 116315.6149 | 0.097513
Solution 4 | stage0 | local W2WHP | hub5 | local W2WHP Mode 2 | 160.2982 | 59392.291 | 242324.6268 | 0.17257
Solution 4 | stage0 | local W2WHP | hub5 | local W2WHP Mode 3 | 336.6092 | 59767.492 | 399769.2705 | 0.13557
Solution 4 | stage0 | local W2WHP | hub6 | local W2WHP Mode 1 | 115.1239 | 18971.3306 | 65178.3221 | 0.06463
Solution 4 | stage0 | local W2WHP | hub6 | local W2WHP Mode 2 | 13.9752 | 464.1761 | 2309.53 | 0.018865
Solution 4 | stage0 | local W2WHP | hub6 | local W2WHP Mode 3 | 178.2083 | 27761.4784 | 255598.3094 | 0.16373
Solution 4 | stage0 | local W2WHP | hub7 | local W2WHP Mode 1 | 104.0534 | 29271.1906 | 100816.5426 | 0.1106
Solution 4 | stage0 | local W2WHP | hub7 | local W2WHP Mode 2 | 122.5358 | 46746.573 | 190529.0264 | 0.1775
Solution 4 | stage0 | local W2WHP | hub7 | local W2WHP Mode 3 | 225.8489 | 40307.854 | 267508.5415 | 0.13521
Solution 4 | stage0 | local W2WHP | hub8 | local W2WHP Mode 1 | 100.9653 | 28353.881 | 97713.9953 | 0.11048
Solution 4 | stage0 | local W2WHP | hub8 | local W2WHP Mode 2 | 118.7472 | 46690.7093 | 190241.8178 | 0.18289
Solution 4 | stage0 | local W2WHP | hub8 | local W2WHP Mode 3 | 231.7385 | 41275.7079 | 276844.6516 | 0.13637
Solution 4 | stage0 | local W2WHP | hub9 | local W2WHP Mode 1 | 674.3585 | 166870.1634 | 577006.576 | 0.097675
Solution 4 | stage0 | local W2WHP | hub9 | local W2WHP Mode 2 | 175.3818 | 76277.2009 | 310657.6153 | 0.20221
Solution 4 | stage0 | local W2WHP | hub9 | local W2WHP Mode 3 | 1152.4862 | 271564.0757 | 1804814.9607 | 0.17877
Solution 4 | stage0 | pv to hub | hub1 | pv to hub Mode 1 | 2118.6753 | 2508516.6925 | 2508516.6925 | 0.13516
Solution 4 | stage0 | pv to hub | hub10 | pv to hub Mode 1 | 40.2056 | 75273.3667 | 75273.3667 | 0.21372
Solution 4 | stage0 | pv to hub | hub11 | pv to hub Mode 1 | 206.9133 | 494218.3765 | 494218.3765 | 0.27266
Solution 4 | stage0 | pv to hub | hub12 | pv to hub Mode 1 | 2609.6992 | 6893515.2621 | 6893515.2621 | 0.30154
Solution 4 | stage0 | pv to hub | hub13 | pv to hub Mode 1 | 83.6832 | 92192.2095 | 92192.2095 | 0.12576
Solution 4 | stage0 | pv to hub | hub14 | pv to hub Mode 1 | 89.0298 | 148206.1665 | 148206.1665 | 0.19003
Solution 4 | stage0 | pv to hub | hub2 | pv to hub Mode 1 | 176.1515 | 290703.5004 | 290703.5004 | 0.18839
Solution 4 | stage0 | pv to hub | hub3 | pv to hub Mode 1 | 108.9077 | 308937.911 | 308937.911 | 0.32382
Solution 4 | stage0 | pv to hub | hub4 | pv to hub Mode 1 | 343.6955 | 459069.35 | 459069.35 | 0.15248
Solution 4 | stage0 | pv to hub | hub5 | pv to hub Mode 1 | 167.7494 | 240362.1479 | 240362.1479 | 0.16357
Solution 4 | stage0 | pv to hub | hub6 | pv to hub Mode 1 | 95.1792 | 90970.4802 | 90970.4802 | 0.10911
Solution 4 | stage0 | pv to hub | hub7 | pv to hub Mode 1 | 119.7296 | 260601.1756 | 260601.1756 | 0.24847
Solution 4 | stage0 | pv to hub | hub8 | pv to hub Mode 1 | 123.8028 | 287182.0064 | 287182.0064 | 0.2648
Solution 4 | stage0 | pv to hub | hub9 | pv to hub Mode 1 | 863.499 | 1423839.6118 | 1423839.6118 | 0.18823
Solution 4 | stage0 | Pump DHW gas | hub1 | Pump DHW gas Mode 1 | 0 | 0 | 0 | 0
Solution 4 | stage0 | Pump DHW gas | hub10 | Pump DHW gas Mode 1 | 0 | 0 | 0 | 0
Solution 4 | stage0 | Pump DHW gas | hub11 | Pump DHW gas Mode 1 | 0 | 0 | 0 | 0
Solution 4 | stage0 | Pump DHW gas | hub12 | Pump DHW gas Mode 1 | 0 | 0 | 0 | 0
Solution 4 | stage0 | Pump DHW gas | hub13 | Pump DHW gas Mode 1 | 0 | 0 | 0 | 0
Solution 4 | stage0 | Pump DHW gas | hub14 | Pump DHW gas Mode 1 | 0 | 0 | 0 | 0
Solution 4 | stage0 | Pump DHW gas | hub2 | Pump DHW gas Mode 1 | 0 | 0 | 0 | 0
Solution 4 | stage0 | Pump DHW gas | hub3 | Pump DHW gas Mode 1 | 0 | 0 | 0 | 0
Solution 4 | stage0 | Pump DHW gas | hub4 | Pump DHW gas Mode 1 | 0 | 0 | 0 | 0
Solution 4 | stage0 | Pump DHW gas | hub5 | Pump DHW gas Mode 1 | 0 | 0 | 0 | 0
Solution 4 | stage0 | Pump DHW gas | hub6 | Pump DHW gas Mode 1 | 0 | 0 | 0 | 0
Solution 4 | stage0 | Pump DHW gas | hub7 | Pump DHW gas Mode 1 | 0 | 0 | 0 | 0
Solution 4 | stage0 | Pump DHW gas | hub8 | Pump DHW gas Mode 1 | 0 | 0 | 0 | 0
Solution 4 | stage0 | Pump DHW gas | hub9 | Pump DHW gas Mode 1 | 0 | 0 | 0 | 0
Solution 4 | stage0 | Pump cooling | hub1 | Pump cooling Mode 1 | 2746.524 | 2915759.2446 | 2915759.2446 | 0.12119
Solution 4 | stage0 | Pump cooling | hub10 | Pump cooling Mode 1 | 43.5653 | 40014.3655 | 40014.3655 | 0.10485
Solution 4 | stage0 | Pump cooling | hub11 | Pump cooling Mode 1 | 266.7618 | 591631.3513 | 591631.3513 | 0.25318
Solution 4 | stage0 | Pump cooling | hub12 | Pump cooling Mode 1 | 4679.9342 | 9316474.1294 | 9316474.1294 | 0.22725
Solution 4 | stage0 | Pump cooling | hub13 | Pump cooling Mode 1 | 151.9881 | 69305.2051 | 69305.2051 | 0.052054
Solution 4 | stage0 | Pump cooling | hub14 | Pump cooling Mode 1 | 103.6616 | 51168.3584 | 51168.3584 | 0.056348
Solution 4 | stage0 | Pump cooling | hub2 | Pump cooling Mode 1 | 326.6423 | 228167.1925 | 228167.1925 | 0.07974
Solution 4 | stage0 | Pump cooling | hub3 | Pump cooling Mode 1 | 100.4378 | 131512.0532 | 131512.0532 | 0.14947
Solution 4 | stage0 | Pump cooling | hub4 | Pump cooling Mode 1 | 748.031 | 811707.9698 | 811707.9698 | 0.12387
Solution 4 | stage0 | Pump cooling | hub5 | Pump cooling Mode 1 | 380.9923 | 422192.8759 | 422192.8759 | 0.1265
Solution 4 | stage0 | Pump cooling | hub6 | Pump cooling Mode 1 | 127.8045 | 33799.1386 | 33799.1386 | 0.03019
Solution 4 | stage0 | Pump cooling | hub7 | Pump cooling Mode 1 | 264.3832 | 292649.0271 | 292649.0271 | 0.12636
Solution 4 | stage0 | Pump cooling | hub8 | Pump cooling Mode 1 | 267.1967 | 309788.5739 | 309788.5739 | 0.13235
Solution 4 | stage0 | Pump cooling | hub9 | Pump cooling Mode 1 | 1086.2268 | 1693852.2019 | 1693852.2019 | 0.17801
Solution 4 | stage0 | Pump DHW | hub1 | Pump DHW Mode 1 | 0 | 0 | 0 | 0
Solution 4 | stage0 | Pump DHW | hub10 | Pump DHW Mode 1 | 0 | 0 | 0 | 0
Solution 4 | stage0 | Pump DHW | hub11 | Pump DHW Mode 1 | 34.8297 | 157809.6407 | 157809.6407 | 0.51722
Solution 4 | stage0 | Pump DHW | hub12 | Pump DHW Mode 1 | 554.1475 | 3432842.9357 | 3432842.9357 | 0.70717
Solution 4 | stage0 | Pump DHW | hub13 | Pump DHW Mode 1 | 0 | 0 | 0 | 0
Solution 4 | stage0 | Pump DHW | hub14 | Pump DHW Mode 1 | 0 | 0 | 0 | 0
Solution 4 | stage0 | Pump DHW | hub2 | Pump DHW Mode 1 | 0 | 0 | 0 | 0
Solution 4 | stage0 | Pump DHW | hub3 | Pump DHW Mode 1 | 0 | 0 | 0 | 0
Solution 4 | stage0 | Pump DHW | hub4 | Pump DHW Mode 1 | 94.6748 | 355179.512 | 355179.512 | 0.42826
Solution 4 | stage0 | Pump DHW | hub5 | Pump DHW Mode 1 | 55.1879 | 207041.9729 | 207041.9729 | 0.42826
Solution 4 | stage0 | Pump DHW | hub6 | Pump DHW Mode 1 | 0 | 0 | 0 | 0
Solution 4 | stage0 | Pump DHW | hub7 | Pump DHW Mode 1 | 43.6957 | 163928.3722 | 163928.3722 | 0.42826
Solution 4 | stage0 | Pump DHW | hub8 | Pump DHW Mode 1 | 43.6957 | 163928.3722 | 163928.3722 | 0.42826
Solution 4 | stage0 | Pump DHW | hub9 | Pump DHW Mode 1 | 71.4402 | 268013.5088 | 268013.5088 | 0.42826
Solution 4 | stage0 | Pump SH | hub1 | Pump SH Mode 1 | 2304.5377 | 769002.1132 | 769002.1132 | 0.038093
Solution 4 | stage0 | Pump SH | hub10 | Pump SH Mode 1 | 135.9123 | 51886.8028 | 51886.8028 | 0.043581
Solution 4 | stage0 | Pump SH | hub11 | Pump SH Mode 1 | 218.5355 | 358025.079 | 358025.079 | 0.18702
Solution 4 | stage0 | Pump SH | hub12 | Pump SH Mode 1 | 2153.8699 | 7345736.852 | 7345736.852 | 0.38932
Solution 4 | stage0 | Pump SH | hub13 | Pump SH Mode 1 | 140.401 | 72255.5737 | 72255.5737 | 0.058749
Solution 4 | stage0 | Pump SH | hub14 | Pump SH Mode 1 | 142.1925 | 133678.2324 | 133678.2324 | 0.10732
Solution 4 | stage0 | Pump SH | hub2 | Pump SH Mode 1 | 279.8181 | 85065.6118 | 85065.6118 | 0.034704
Solution 4 | stage0 | Pump SH | hub3 | Pump SH Mode 1 | 58.7399 | 44423.8362 | 44423.8362 | 0.086333
Solution 4 | stage0 | Pump SH | hub4 | Pump SH Mode 1 | 273.5294 | 263452.5887 | 263452.5887 | 0.10995
Solution 4 | stage0 | Pump SH | hub5 | Pump SH Mode 1 | 136.167 | 116315.6149 | 116315.6149 | 0.097513
Solution 4 | stage0 | Pump SH | hub6 | Pump SH Mode 1 | 115.1239 | 65178.3221 | 65178.3221 | 0.06463
Solution 4 | stage0 | Pump SH | hub7 | Pump SH Mode 1 | 104.0534 | 100816.5426 | 100816.5426 | 0.1106
Solution 4 | stage0 | Pump SH | hub8 | Pump SH Mode 1 | 100.9653 | 97713.9953 | 97713.9953 | 0.11048
Solution 4 | stage0 | Pump SH | hub9 | Pump SH Mode 1 | 674.3585 | 577006.576 | 577006.576 | 0.097675
Solution 4 | stage0 | HEX SC local | hub1 | HEX SC local Mode 1 | 2.8495 | 1453769.2333 | 1453.7692 | 0.05825
Solution 4 | stage0 | HEX SC local | hub10 | HEX SC local Mode 1 | 0.23689 | 177793.5737 | 177.7936 | 0.085637
Solution 4 | stage0 | HEX SC local | hub11 | HEX SC local Mode 1 | 0.34463 | 454119.1213 | 454.1191 | 0.15026
Solution 4 | stage0 | HEX SC local | hub12 | HEX SC local Mode 1 | 5.1553 | 9773158.6482 | 9773.1586 | 0.21642
Solution 4 | stage0 | HEX SC local | hub13 | HEX SC local Mode 1 | 0.19305 | 103330.9307 | 103.3309 | 0.061118
Solution 4 | stage0 | HEX SC local | hub14 | HEX SC local Mode 1 | 1.0664 | 915773.5263 | 915.7735 | 0.098068
Solution 4 | stage0 | HEX SC local | hub2 | HEX SC local Mode 1 | 0.40456 | 125756.6339 | 125.7566 | 0.035446
Solution 4 | stage0 | HEX SC local | hub3 | HEX SC local Mode 1 | 0.083992 | 83932.144 | 83.9321 | 0.095813
Solution 4 | stage0 | HEX SC local | hub4 | HEX SC local Mode 1 | 0.51469 | 551893.8595 | 551.8939 | 0.12233
Solution 4 | stage0 | HEX SC local | hub5 | HEX SC local Mode 1 | 0.242 | 279286.5518 | 279.2866 | 0.13174
Solution 4 | stage0 | HEX SC local | hub6 | HEX SC local Mode 1 | 0.46814 | 483226.1376 | 483.2261 | 0.11787
Solution 4 | stage0 | HEX SC local | hub7 | HEX SC local Mode 1 | 0.19017 | 231350.9959 | 231.351 | 0.139
Solution 4 | stage0 | HEX SC local | hub8 | HEX SC local Mode 1 | 0.18378 | 209090.0567 | 209.0901 | 0.12972
Solution 4 | stage0 | HEX SC local | hub9 | HEX SC local Mode 1 | 0.94154 | 856056.5444 | 856.0565 | 0.10374
Solution 4 | stage0 | cooling tower w2w | hub1 | cooling tower w2w Mode 1 | 4.4405 | 4.4405 | 4.4405 | 0.00011414
Solution 4 | stage0 | cooling tower w2w | hub1 | cooling tower w2w Mode 2 | 636.7936 | 1075533.525 | 1075533.525 | 0.19281
Solution 4 | stage0 | cooling tower w2w | hub10 | cooling tower w2w Mode 1 | 60.3317 | 278.2625 | 278.2625 | 0.00052651
Solution 4 | stage0 | cooling tower w2w | hub10 | cooling tower w2w Mode 2 | 16.7542 | 13775.3783 | 13775.3783 | 0.09386
Solution 4 | stage0 | cooling tower w2w | hub11 | cooling tower w2w Mode 1 | 0 | 0 | 0 | 0
Solution 4 | stage0 | cooling tower w2w | hub11 | cooling tower w2w Mode 2 | 180.6072 | 282971.8369 | 282971.8369 | 0.17886
Solution 4 | stage0 | cooling tower w2w | hub12 | cooling tower w2w Mode 1 | 0 | 0 | 0 | 0
Solution 4 | stage0 | cooling tower w2w | hub12 | cooling tower w2w Mode 2 | 1813.6726 | 2374553.4274 | 2374553.4274 | 0.14946
Solution 4 | stage0 | cooling tower w2w | hub13 | cooling tower w2w Mode 1 | 48.5627 | 9612.3586 | 9612.3586 | 0.022595
Solution 4 | stage0 | cooling tower w2w | hub13 | cooling tower w2w Mode 2 | 54.6388 | 9968.8673 | 9968.8673 | 0.020828
Solution 4 | stage0 | cooling tower w2w | hub14 | cooling tower w2w Mode 1 | 19.1933 | 96.8499 | 96.8499 | 0.00057604
Solution 4 | stage0 | cooling tower w2w | hub14 | cooling tower w2w Mode 2 | 47.4457 | 2244.1762 | 2244.1762 | 0.0053995
Solution 4 | stage0 | cooling tower w2w | hub2 | cooling tower w2w Mode 1 | 75.0829 | 3054.5431 | 3054.5431 | 0.0046441
Solution 4 | stage0 | cooling tower w2w | hub2 | cooling tower w2w Mode 2 | 85.3917 | 132531.0461 | 132531.0461 | 0.17717
Solution 4 | stage0 | cooling tower w2w | hub3 | cooling tower w2w Mode 1 | 0 | 0 | 0 | 0
Solution 4 | stage0 | cooling tower w2w | hub3 | cooling tower w2w Mode 2 | 48.7004 | 76584.1622 | 76584.1622 | 0.17952
Solution 4 | stage0 | cooling tower w2w | hub4 | cooling tower w2w Mode 1 | 0 | 0 | 0 | 0
Solution 4 | stage0 | cooling tower w2w | hub4 | cooling tower w2w Mode 2 | 299.6511 | 485148.9203 | 485148.9203 | 0.18482
Solution 4 | stage0 | cooling tower w2w | hub5 | cooling tower w2w Mode 1 | 0 | 0 | 0 | 0
Solution 4 | stage0 | cooling tower w2w | hub5 | cooling tower w2w Mode 2 | 154.3792 | 250775.349 | 250775.349 | 0.18544
Solution 4 | stage0 | cooling tower w2w | hub6 | cooling tower w2w Mode 1 | 36.9167 | 2515.3731 | 2515.3731 | 0.0077781
Solution 4 | stage0 | cooling tower w2w | hub6 | cooling tower w2w Mode 2 | 108.8097 | 17402.3122 | 17402.3122 | 0.018257
Solution 4 | stage0 | cooling tower w2w | hub7 | cooling tower w2w Mode 1 | 0 | 0 | 0 | 0
Solution 4 | stage0 | cooling tower w2w | hub7 | cooling tower w2w Mode 2 | 89.0428 | 142078.1388 | 142078.1388 | 0.18215
Solution 4 | stage0 | cooling tower w2w | hub8 | cooling tower w2w Mode 1 | 0 | 0 | 0 | 0
Solution 4 | stage0 | cooling tower w2w | hub8 | cooling tower w2w Mode 2 | 103.7167 | 164248.6664 | 164248.6664 | 0.18078
Solution 4 | stage0 | cooling tower w2w | hub9 | cooling tower w2w Mode 1 | 0 | 0 | 0 | 0
Solution 4 | stage0 | cooling tower w2w | hub9 | cooling tower w2w Mode 2 | 856.6379 | 1371764.7406 | 1371764.7406 | 0.1828
Solution 4 | stage0 | Gas Boiler (Linearized cost) | hub1 | Gas Boiler (Linearized cost) Mode 1 | 0 | 0 | 0 | 0
Solution 4 | stage0 | Gas Boiler (Linearized cost) | hub1 | Gas Boiler (Linearized cost) Mode 2 | 2.2204e-13 | -3.0621e-11 | -2.7559e-11 | 0
Solution 4 | stage0 | Gas Boiler (Linearized cost) | hub10 | Gas Boiler (Linearized cost) Mode 1 | 0 | 0 | 0 | 0
Solution 4 | stage0 | Gas Boiler (Linearized cost) | hub10 | Gas Boiler (Linearized cost) Mode 2 | 1.3878e-14 | -1.6167e-12 | -1.455e-12 | 0
Solution 4 | stage0 | Gas Boiler (Linearized cost) | hub11 | Gas Boiler (Linearized cost) Mode 1 | 0 | 0 | 0 | 0
Solution 4 | stage0 | Gas Boiler (Linearized cost) | hub11 | Gas Boiler (Linearized cost) Mode 2 | 2.7756e-14 | -1.1077e-11 | -9.9696e-12 | 0
Solution 4 | stage0 | Gas Boiler (Linearized cost) | hub12 | Gas Boiler (Linearized cost) Mode 1 | 0 | 0 | 0 | 0
Solution 4 | stage0 | Gas Boiler (Linearized cost) | hub12 | Gas Boiler (Linearized cost) Mode 2 | 4.4409e-13 | -1.7412e-10 | -1.5671e-10 | 0
Solution 4 | stage0 | Gas Boiler (Linearized cost) | hub13 | Gas Boiler (Linearized cost) Mode 1 | 0 | 0 | 0 | 0
Solution 4 | stage0 | Gas Boiler (Linearized cost) | hub13 | Gas Boiler (Linearized cost) Mode 2 | 2.7756e-14 | -2.6672e-12 | -2.4005e-12 | 0
Solution 4 | stage0 | Gas Boiler (Linearized cost) | hub14 | Gas Boiler (Linearized cost) Mode 1 | 0 | 0 | 0 | 0
Solution 4 | stage0 | Gas Boiler (Linearized cost) | hub14 | Gas Boiler (Linearized cost) Mode 2 | 1.3878e-14 | -4.1213e-12 | -3.7091e-12 | 0
Solution 4 | stage0 | Gas Boiler (Linearized cost) | hub2 | Gas Boiler (Linearized cost) Mode 1 | 0 | 0 | 0 | 0
Solution 4 | stage0 | Gas Boiler (Linearized cost) | hub2 | Gas Boiler (Linearized cost) Mode 2 | 2.7756e-14 | -2.6967e-12 | -2.427e-12 | 0
Solution 4 | stage0 | Gas Boiler (Linearized cost) | hub3 | Gas Boiler (Linearized cost) Mode 1 | 0 | 0 | 0 | 0
Solution 4 | stage0 | Gas Boiler (Linearized cost) | hub3 | Gas Boiler (Linearized cost) Mode 2 | 6.9389e-15 | -1.8129e-12 | -1.6316e-12 | 0
Solution 4 | stage0 | Gas Boiler (Linearized cost) | hub4 | Gas Boiler (Linearized cost) Mode 1 | 0 | 0 | 0 | 0
Solution 4 | stage0 | Gas Boiler (Linearized cost) | hub4 | Gas Boiler (Linearized cost) Mode 2 | 2.7756e-14 | -8.7689e-12 | -7.892e-12 | 0
Solution 4 | stage0 | Gas Boiler (Linearized cost) | hub5 | Gas Boiler (Linearized cost) Mode 1 | 0 | 0 | 0 | 0
Solution 4 | stage0 | Gas Boiler (Linearized cost) | hub5 | Gas Boiler (Linearized cost) Mode 2 | 2.7756e-14 | -3.3652e-12 | -3.0287e-12 | 0
Solution 4 | stage0 | Gas Boiler (Linearized cost) | hub6 | Gas Boiler (Linearized cost) Mode 1 | 0 | 0 | 0 | 0
Solution 4 | stage0 | Gas Boiler (Linearized cost) | hub6 | Gas Boiler (Linearized cost) Mode 2 | 1.3878e-14 | -2.2127e-12 | -1.9915e-12 | 0
Solution 4 | stage0 | Gas Boiler (Linearized cost) | hub7 | Gas Boiler (Linearized cost) Mode 1 | 0 | 0 | 0 | 0
Solution 4 | stage0 | Gas Boiler (Linearized cost) | hub7 | Gas Boiler (Linearized cost) Mode 2 | 1.3878e-14 | -2.3346e-12 | -2.1011e-12 | 0
Solution 4 | stage0 | Gas Boiler (Linearized cost) | hub8 | Gas Boiler (Linearized cost) Mode 1 | 0 | 0 | 0 | 0
Solution 4 | stage0 | Gas Boiler (Linearized cost) | hub8 | Gas Boiler (Linearized cost) Mode 2 | 1.3878e-14 | -3.149e-12 | -2.8341e-12 | 0
Solution 4 | stage0 | Gas Boiler (Linearized cost) | hub9 | Gas Boiler (Linearized cost) Mode 1 | 0 | 0 | 0 | 0
Solution 4 | stage0 | Gas Boiler (Linearized cost) | hub9 | Gas Boiler (Linearized cost) Mode 2 | 5.5511e-14 | -2.1805e-11 | -1.9624e-11 | 0
Solution 4 | stage0 | rooftop to pv | plant | rooftop to pv Mode 1 | 6584.7276 | 8694081.0803 | 8694081.0803 | 0.15072
Solution 4 | stage0 | parking to pv | plant | parking to pv Mode 1 | 5043.6508 | 6659335.2545 | 6659335.2545 | 0.15072

## Storages
Solution | Stage | Name | Hub | Capacity (kWh) | Charging (kWh/year) | Discharging (kWh/year) | Cycles
Solution 1 | stage0 | battery | plant | 0 | 0 | 0 | 0
Solution 1 | stage0 | Generic Hot Water Storage hub1 | hub1 | 8874.084 | 191397.1905 | 0 | 0
Solution 1 | stage0 | Individual Borehole hub2 | hub2 | 89799.226 | 134811.6346 | 114925.3332 | 0.90353
Solution 1 | stage0 | Individual Borehole hub13 | hub13 | 45714.653 | 49213.7538 | 41682.1261 | 0.86905
Solution 1 | stage0 | Generic Hot Water Storage hub11 | hub11 | 94.518 | 32685.7861 | 27774.3338 | 293.8523
Solution 1 | stage0 | Individual Borehole hub6 | hub6 | 24094.749 | 23723.7064 | 23251.6047 | 0.55058
Solution 1 | stage0 | Individual Borehole hub8 | hub8 | 165959 | 199850.5729 | 174390.3032 | 1.0508
Solution 1 | stage0 | Individual Borehole hub10 | hub10 | 33108 | 35173.6917 | 33096.0687 | 0.99964
Solution 1 | stage0 | Individual Borehole hub12 | hub12 | 4866292.21 | 5830952.7669 | 5083809.0437 | 1.0447
Solution 1 | stage0 | Individual Borehole hub14 | hub14 | 58499.676 | 58683.4 | 57515.6004 | 0.73209
Solution 1 | stage0 | Generic Hot Water Storage hub2 | hub2 | 1823.152 | 40807.9599 | 0 | 0
Solution 1 | stage0 | Generic Hot Water Storage hub6 | hub6 | 1551.329 | 23853.0323 | 0 | 0
Solution 1 | stage0 | Generic Hot Water Storage hub8 | hub8 | 426.243 | 77970.8521 | 64752.852 | 151.9153
Solution 1 | stage0 | Generic Hot Water Storage hub10 | hub10 | 142.399 | 3070.7176 | 0 | 0
Solution 1 | stage0 | Generic Hot Water Storage hub12 | hub12 | 2027.534 | 768920.4641 | 648411.6471 | 319.8031
Solution 1 | stage0 | Generic Hot Water Storage hub14 | hub14 | 440.201 | 3866.3578 | 0 | 0
Solution 1 | stage0 | Individual Borehole hub5 | hub5 | 234832 | 283352.4599 | 247337.6251 | 1.0533
Solution 1 | stage0 | Generic Hot Water Storage hub5 | hub5 | 664 | 96686.7974 | 79691.3972 | 120.0172
Solution 1 | stage0 | Individual Borehole hub9 | hub9 | 953698 | 1166130.6011 | 1020179.7276 | 1.0697
Solution 1 | stage0 | Individual Borehole hub4 | hub4 | 445601 | 497089.2606 | 427926.0401 | 0.96033
Solution 1 | stage0 | Individual Borehole hub11 | hub11 | 213118.257 | 278179.9958 | 245922.221 | 1.1539
Solution 1 | stage0 | Generic Hot Water Storage hub9 | hub9 | 573.384 | 134938.8141 | 116212.1191 | 202.6776
Solution 1 | stage0 | Individual Borehole hub1 | hub1 | 1420304 | 1055471.2662 | 824281.3914 | 0.58036
Solution 1 | stage0 | Generic Hot Water Storage hub3 | hub3 | 285.534 | 6040.8763 | 0 | 0
Solution 1 | stage0 | Individual Borehole hub3 | hub3 | 81002.171 | 107452.81 | 94875.2476 | 1.1433
Solution 1 | stage0 | Generic Hot Water Storage hub7 | hub7 | 496.563 | 78279.9567 | 63267.3 | 127.4104
Solution 1 | stage0 | Generic Hot Water Storage hub13 | hub13 | 781.673 | 17237.6539 | 0 | 0
Solution 1 | stage0 | Generic Hot Water Storage hub4 | hub4 | 1139 | 177677.7799 | 148021.0009 | 129.957
Solution 1 | stage0 | Individual Borehole hub7 | hub7 | 162423 | 193850.5705 | 168897.4018 | 1.0399
Solution 2 | stage0 | battery | plant | 0 | 0 | 0 | 0
Solution 2 | stage0 | Generic Hot Water Storage hub1 | hub1 | 8874.084 | 208094.8335 | 0 | 0
Solution 2 | stage0 | Individual Borehole hub2 | hub2 | 96542.116 | 136554.7394 | 116703.8301 | 0.91751
Solution 2 | stage0 | Individual Borehole hub13 | hub13 | 47268.957 | 52284.22 | 44814.9352 | 0.93436
Solution 2 | stage0 | Generic Hot Water Storage hub11 | hub11 | 95.991 | 44741.7041 | 38810.1145 | 404.3141
Solution 2 | stage0 | Individual Borehole hub6 | hub6 | 26245.594 | 27037.2506 | 26499.2093 | 0.62748
Solution 2 | stage0 | Individual Borehole hub8 | hub8 | 165959 | 207574.3159 | 182270.8695 | 1.0983
Solution 2 | stage0 | Individual Borehole hub10 | hub10 | 33108 | 36184.2512 | 34087.2144 | 1.0296
Solution 2 | stage0 | Individual Borehole hub12 | hub12 | 4879540.269 | 5911454.6031 | 5163589.0474 | 1.0582
Solution 2 | stage0 | Individual Borehole hub14 | hub14 | 76697.319 | 65139.9734 | 63843.6879 | 0.81263
Solution 2 | stage0 | Generic Hot Water Storage hub2 | hub2 | 1838.846 | 47287.8158 | 0 | 0
Solution 2 | stage0 | Generic Hot Water Storage hub6 | hub6 | 1551.329 | 23853.0323 | 0 | 0
Solution 2 | stage0 | Generic Hot Water Storage hub8 | hub8 | 426.593 | 87253.5891 | 71892.1403 | 168.5263
Solution 2 | stage0 | Generic Hot Water Storage hub10 | hub10 | 142.399 | 3064.7619 | 0 | 0
Solution 2 | stage0 | Generic Hot Water Storage hub12 | hub12 | 2028.443 | 917556.4797 | 792527.2197 | 390.7072
Solution 2 | stage0 | Generic Hot Water Storage hub14 | hub14 | 440.201 | 4086.4364 | 0 | 0
Solution 2 | stage0 | Individual Borehole hub5 | hub5 | 234832 | 296352.7865 | 260601.911 | 1.1097
Solution 2 | stage0 | Generic Hot Water Storage hub5 | hub5 | 664 | 106838.1203 | 86525.9765 | 130.3102
Solution 2 | stage0 | Individual Borehole hub9 | hub9 | 953698 | 1176260.5959 | 1030515.4023 | 1.0805
Solution 2 | stage0 | Individual Borehole hub4 | hub4 | 411936.795 | 520696.0458 | 452012.1386 | 1.0144
Solution 2 | stage0 | Individual Borehole hub11 | hub11 | 213352.797 | 283266.9505 | 251070.7454 | 1.1768
Solution 2 | stage0 | Generic Hot Water Storage hub9 | hub9 | 577.029 | 152465.7518 | 124810.1421 | 216.2979
Solution 2 | stage0 | Individual Borehole hub1 | hub1 | 739955.05 | 1053631.6137 | 822404.3865 | 0.57903
Solution 2 | stage0 | Generic Hot Water Storage hub3 | hub3 | 285.534 | 7057.8174 | 0 | 0
Solution 2 | stage0 | Individual Borehole hub3 | hub3 | 81057.453 | 107481.0263 | 94904.0368 | 1.1437
Solution 2 | stage0 | Generic Hot Water Storage hub7 | hub7 | 472.008 | 84029.0278 | 69023.4298 | 146.2336
Solution 2 | stage0 | Generic Hot Water Storage hub13 | hub13 | 762.22 | 16671.6109 | 0 | 0
Solution 2 | stage0 | Generic Hot Water Storage hub4 | hub4 | 1139 | 185456.1428 | 155515.9882 | 136.5373
Solution 2 | stage0 | Individual Borehole hub7 | hub7 | 162423 | 202636.8762 | 177862.105 | 1.0951
Solution 3 | stage0 | battery | plant | 3988.117 | 1545864.0538 | 1545864.0538 | 387.6175
Solution 3 | stage0 | Generic Hot Water Storage hub1 | hub1 | 7348.792 | 336570.2487 | 0 | 0
Solution 3 | stage0 | Individual Borehole hub2 | hub2 | 124189.164 | 146121.1783 | 126464.5064 | 0.99425
Solution 3 | stage0 | Individual Borehole hub13 | hub13 | 45844.631 | 49752.6961 | 42232.0111 | 0.88051
Solution 3 | stage0 | Generic Hot Water Storage hub11 | hub11 | 163.93 | 55338.5474 | 45302.1102 | 276.3503
Solution 3 | stage0 | Individual Borehole hub6 | hub6 | 40615.27 | 44393.1817 | 43509.7574 | 1.0303
Solution 3 | stage0 | Individual Borehole hub8 | hub8 | 165634.949 | 214387.9148 | 189222.812 | 1.1402
Solution 3 | stage0 | Individual Borehole hub10 | hub10 | 33108 | 39682.6091 | 37571.7766 | 1.1348
Solution 3 | stage0 | Individual Borehole hub12 | hub12 | 5020444.037 | 5997289.0421 | 5226104.638 | 1.041
Solution 3 | stage0 | Individual Borehole hub14 | hub14 | 78564 | 96168.8995 | 94255.1384 | 1.1997
Solution 3 | stage0 | Generic Hot Water Storage hub2 | hub2 | 1493.095 | 85611.8325 | 0 | 0
Solution 3 | stage0 | Generic Hot Water Storage hub6 | hub6 | 1507.172 | 23031.4918 | 0 | 0
Solution 3 | stage0 | Generic Hot Water Storage hub8 | hub8 | 432.705 | 106775.7955 | 82940.0287 | 191.678
Solution 3 | stage0 | Generic Hot Water Storage hub10 | hub10 | 137.082 | 6015.1087 | 0 | 0
Solution 3 | stage0 | Generic Hot Water Storage hub12 | hub12 | 2214.605 | 1034108.1487 | 899881.3185 | 406.3394
Solution 3 | stage0 | Generic Hot Water Storage hub14 | hub14 | 440.201 | 3866.3578 | 0 | 0
Solution 3 | stage0 | Individual Borehole hub5 | hub5 | 231346.926 | 303375.5226 | 267767.237 | 1.1403
Solution 3 | stage0 | Generic Hot Water Storage hub5 | hub5 | 664 | 142453.0713 | 106213.7846 | 159.9605
Solution 3 | stage0 | Individual Borehole hub9 | hub9 | 953698 | 1180095.9814 | 1034428.6617 | 1.0847
Solution 3 | stage0 | Individual Borehole hub4 | hub4 | 387948.178 | 525048.7335 | 456453.2035 | 1.0244
Solution 3 | stage0 | Individual Borehole hub11 | hub11 | 218163.36 | 299392.3787 | 266667.9616 | 1.2223
Solution 3 | stage0 | Generic Hot Water Storage hub9 | hub9 | 646.774 | 182263.1574 | 139491.9784 | 215.6734
Solution 3 | stage0 | Individual Borehole hub1 | hub1 | 1386728.874 | 1366311.4984 | 1141432.9394 | 0.80365
Solution 3 | stage0 | Generic Hot Water Storage hub3 | hub3 | 281.068 | 18433.4873 | 0 | 0
Solution 3 | stage0 | Individual Borehole hub3 | hub3 | 76008.662 | 103141.9847 | 90476.895 | 1.0903
Solution 3 | stage0 | Generic Hot Water Storage hub7 | hub7 | 502.504 | 112150.0697 | 84397.1781 | 167.9532
Solution 3 | stage0 | Generic Hot Water Storage hub13 | hub13 | 781.673 | 17612.6295 | 0 | 0
Solution 3 | stage0 | Generic Hot Water Storage hub4 | hub4 | 1139 | 248931.7809 | 186727.7033 | 163.94
Solution 3 | stage0 | Individual Borehole hub7 | hub7 | 162423 | 211196.6311 | 186595.6577 | 1.1488
Solution 4 | stage0 | battery | plant | 9564 | 3502843.587 | 3502843.587 | 366.253
Solution 4 | stage0 | Generic Hot Water Storage hub1 | hub1 | 37954.252 | 2478008.4921 | 0 | 0
Solution 4 | stage0 | Individual Borehole hub2 | hub2 | 124189.164 | 135921.6316 | 116057.8676 | 0.91243
Solution 4 | stage0 | Individual Borehole hub13 | hub13 | 45785.474 | 49577.352 | 42053.1068 | 0.87678
Solution 4 | stage0 | Generic Hot Water Storage hub11 | hub11 | 633 | 105523.5286 | 74390.8528 | 117.5211
Solution 4 | stage0 | Individual Borehole hub6 | hub6 | 39576.857 | 42137.3265 | 41298.7937 | 0.97793
Solution 4 | stage0 | Individual Borehole hub8 | hub8 | 162015.814 | 248335.7867 | 223859.9632 | 1.3489
Solution 4 | stage0 | Individual Borehole hub10 | hub10 | 33108 | 39172.6026 | 37094.0875 | 1.1204
Solution 4 | stage0 | Individual Borehole hub12 | hub12 | 5452748 | 6662620.4015 | 5828053.8304 | 1.0688
Solution 4 | stage0 | Individual Borehole hub14 | hub14 | 78564 | 93210.5045 | 91355.6155 | 1.1628
Solution 4 | stage0 | Generic Hot Water Storage hub2 | hub2 | 2839.942 | 105201.3791 | 0 | 0
Solution 4 | stage0 | Generic Hot Water Storage hub6 | hub6 | 127.622 | 2309.53 | 0 | 0
Solution 4 | stage0 | Generic Hot Water Storage hub8 | hub8 | 525 | 108759.6855 | 82446.24 | 157.0405
Solution 4 | stage0 | Generic Hot Water Storage hub10 | hub10 | 44.902 | 1229.2959 | 0 | 0
Solution 4 | stage0 | Generic Hot Water Storage hub12 | hub12 | 11220 | 2066217.0084 | 1631446.5315 | 145.4052
Solution 4 | stage0 | Generic Hot Water Storage hub14 | hub14 | 77.557 | 768.2497 | 0 | 0
Solution 4 | stage0 | Individual Borehole hub5 | hub5 | 229252.392 | 361497.176 | 327068.9955 | 1.3928
Solution 4 | stage0 | Generic Hot Water Storage hub5 | hub5 | 664 | 137746.671 | 102464.017 | 154.3133
Solution 4 | stage0 | Individual Borehole hub9 | hub9 | 931038.136 | 1350943.5549 | 1208745.1329 | 1.2674
Solution 4 | stage0 | Individual Borehole hub4 | hub4 | 435013.52 | 671970.2522 | 606357.8242 | 1.3608
Solution 4 | stage0 | Individual Borehole hub11 | hub11 | 296553.925 | 440587.3132 | 396786.9063 | 1.338
Solution 4 | stage0 | Generic Hot Water Storage hub9 | hub9 | 859 | 182383.3634 | 139739.2569 | 162.6767
Solution 4 | stage0 | Individual Borehole hub1 | hub1 | 1386728.874 | 1526726.1876 | 1305104.6966 | 0.91889
Solution 4 | stage0 | Generic Hot Water Storage hub3 | hub3 | 812.042 | 64492.2578 | 0 | 0
Solution 4 | stage0 | Individual Borehole hub3 | hub3 | 81014.375 | 96360.1553 | 83557.367 | 1.0069
Solution 4 | stage0 | Generic Hot Water Storage hub7 | hub7 | 525 | 107663.3825 | 81062.7283 | 154.4052
Solution 4 | stage0 | Generic Hot Water Storage hub13 | hub13 | 1774.726 | 34764.9907 | 0 | 0
Solution 4 | stage0 | Generic Hot Water Storage hub4 | hub4 | 1139 | 237397.7136 | 176731.2893 | 155.1636
Solution 4 | stage0 | Individual Borehole hub7 | hub7 | 158563.83 | 242631.4859 | 218668.7673 | 1.3463

## Networks
Solution | Stage | Name | Link | Source hub | Sink hub | Capacity (kW) | Energy from-to (kWh/year) | Energy to-from (kWh/year)
Solution 1 | stage0 | pv_loop | hub5_to_hub6_pv_loop | hub5 | hub6 | 0 | 0 | 0
Solution 1 | stage0 | pv_loop | hub3_to_hub4_pv_loop | hub3 | hub4 | 0 | 0 | 3.314e-10
Solution 1 | stage0 | pv_loop | hub1_to_hub2_pv_loop | hub1 | hub2 | 0 | 0 | 0
Solution 1 | stage0 | pv_loop | hub12_to_hub13_pv_loop | hub12 | hub13 | 0 | 0 | 0
Solution 1 | stage0 | pv_loop | hub10_to_hub11_pv_loop | hub10 | hub11 | 0 | 0 | 0
Solution 1 | stage0 | pv_loop | plant_to_hub1_pv_loop | plant | hub1 | 0 | 0 | 0
Solution 1 | stage0 | pv_loop | hub2_to_hub3_pv_loop | hub2 | hub3 | 0 | 0 | 3.314e-10
Solution 1 | stage0 | pv_loop | hub4_to_hub5_pv_loop | hub4 | hub5 | 0 | 0 | 1.3223e-10
Solution 1 | stage0 | pv_loop | hub6_to_hub7_pv_loop | hub6 | hub7 | 0 | 0 | 0
Solution 1 | stage0 | pv_loop | hub7_to_hub8_pv_loop | hub7 | hub8 | 0 | 0 | 0
Solution 1 | stage0 | pv_loop | hub9_to_hub10_pv_loop | hub9 | hub10 | 0 | 0 | 0
Solution 1 | stage0 | pv_loop | hub11_to_hub12_pv_loop | hub11 | hub12 | 0 | 0 | 0
Solution 1 | stage0 | pv_loop | hub13_to_hub14_pv_loop | hub13 | hub14 | 0 | 0 | 0
Solution 1 | stage0 | pv_loop | hub8_to_hub9_pv_loop | hub8 | hub9 | 0 | 0 | 0
Solution 2 | stage0 | pv_loop | hub5_to_hub6_pv_loop | hub5 | hub6 | 2139.718 | 3587789.5464 | 0
Solution 2 | stage0 | pv_loop | hub3_to_hub4_pv_loop | hub3 | hub4 | 2383.435 | 3691573.4856 | 0
Solution 2 | stage0 | pv_loop | hub1_to_hub2_pv_loop | hub1 | hub2 | 2495.093 | 3879482.5864 | 0
Solution 2 | stage0 | pv_loop | hub12_to_hub13_pv_loop | hub12 | hub13 | 37.655 | 86206.565 | 0
Solution 2 | stage0 | pv_loop | hub10_to_hub11_pv_loop | hub10 | hub11 | 1732.989 | 3117680.965 | 0
Solution 2 | stage0 | pv_loop | plant_to_hub1_pv_loop | plant | hub1 | 3405.031 | 4475286.049 | 0
Solution 2 | stage0 | pv_loop | hub2_to_hub3_pv_loop | hub2 | hub3 | 2421.95 | 3794124.7028 | 0
Solution 2 | stage0 | pv_loop | hub4_to_hub5_pv_loop | hub4 | hub5 | 2223.824 | 3597114.4699 | 0
Solution 2 | stage0 | pv_loop | hub6_to_hub7_pv_loop | hub6 | hub7 | 2133.465 | 3520468.5766 | 0
Solution 2 | stage0 | pv_loop | hub7_to_hub8_pv_loop | hub7 | hub8 | 2073.953 | 3417755.1746 | 0
Solution 2 | stage0 | pv_loop | hub9_to_hub10_pv_loop | hub9 | hub10 | 1734.476 | 3167973.5457 | 0
Solution 2 | stage0 | pv_loop | hub11_to_hub12_pv_loop | hub11 | hub12 | 1643.902 | 2900429.1796 | 0
Solution 2 | stage0 | pv_loop | hub13_to_hub14_pv_loop | hub13 | hub14 | 28.622 | 56513.4649 | 0
Solution 2 | stage0 | pv_loop | hub8_to_hub9_pv_loop | hub8 | hub9 | 2009.6 | 3291551.9921 | 0
Solution 3 | stage0 | pv_loop | hub5_to_hub6_pv_loop | hub5 | hub6 | 3159.14 | 6571715.3037 | 0
Solution 3 | stage0 | pv_loop | hub3_to_hub4_pv_loop | hub3 | hub4 | 3558.787 | 6878662.6761 | 0
Solution 3 | stage0 | pv_loop | hub1_to_hub2_pv_loop | hub1 | hub2 | 3764.842 | 7338955.4115 | 0
Solution 3 | stage0 | pv_loop | hub12_to_hub13_pv_loop | hub12 | hub13 | 74.319 | 148425.7189 | 0
Solution 3 | stage0 | pv_loop | hub10_to_hub11_pv_loop | hub10 | hub11 | 2424.275 | 5476004.248 | 0
Solution 3 | stage0 | pv_loop | plant_to_hub1_pv_loop | plant | hub1 | 4803.617 | 8968821.0029 | 0
Solution 3 | stage0 | pv_loop | hub2_to_hub3_pv_loop | hub2 | hub3 | 3663.011 | 7136690.0602 | 0
Solution 3 | stage0 | pv_loop | hub4_to_hub5_pv_loop | hub4 | hub5 | 3288.571 | 6669064.9886 | 0
Solution 3 | stage0 | pv_loop | hub6_to_hub7_pv_loop | hub6 | hub7 | 3157.111 | 6500395.772 | 0
Solution 3 | stage0 | pv_loop | hub7_to_hub8_pv_loop | hub7 | hub8 | 3065.495 | 6284233.9191 | 0
Solution 3 | stage0 | pv_loop | hub9_to_hub10_pv_loop | hub9 | hub10 | 2438.575 | 5535583.1408 | 0
Solution 3 | stage0 | pv_loop | hub11_to_hub12_pv_loop | hub11 | hub12 | 2290.646 | 5097127.1413 | 0
Solution 3 | stage0 | pv_loop | hub13_to_hub14_pv_loop | hub13 | hub14 | 39.511 | 94058.003 | 0
Solution 3 | stage0 | pv_loop | hub8_to_hub9_pv_loop | hub8 | hub9 | 2972.929 | 6067511.3962 | 0
Solution 4 | stage0 | pv_loop | hub5_to_hub6_pv_loop | hub5 | hub6 | 4052.851 | 9765998.6554 | 0
Solution 4 | stage0 | pv_loop | hub3_to_hub4_pv_loop | hub3 | hub4 | 4521.582 | 10465430.1532 | 0
Solution 4 | stage0 | pv_loop | hub1_to_hub2_pv_loop | hub1 | hub2 | 4800.383 | 11065071.5646 | 0
Solution 4 | stage0 | pv_loop | hub12_to_hub13_pv_loop | hub12 | hub13 | 144.798 | 240398.376 | 0
Solution 4 | stage0 | pv_loop | hub10_to_hub11_pv_loop | hub10 | hub11 | 2914.816 | 7628132.0146 | 0
Solution 4 | stage0 | pv_loop | plant_to_hub1_pv_loop | plant | hub1 | 6839.998 | 13573588.2571 | 0
Solution 4 | stage0 | pv_loop | hub2_to_hub3_pv_loop | hub2 | hub3 | 4624.232 | 10774368.0642 | 0
Solution 4 | stage0 | pv_loop | hub4_to_hub5_pv_loop | hub4 | hub5 | 4205.699 | 10006360.8032 | 0
Solution 4 | stage0 | pv_loop | hub6_to_hub7_pv_loop | hub6 | hub7 | 3957.965 | 9675028.1751 | 0
Solution 4 | stage0 | pv_loop | hub7_to_hub8_pv_loop | hub7 | hub8 | 3843.468 | 9414426.9995 | 0
Solution 4 | stage0 | pv_loop | hub9_to_hub10_pv_loop | hub9 | hub10 | 2955.021 | 7703405.3813 | 0
Solution 4 | stage0 | pv_loop | hub11_to_hub12_pv_loop | hub11 | hub12 | 2716.145 | 7133913.6381 | 0
Solution 4 | stage0 | pv_loop | hub13_to_hub14_pv_loop | hub13 | hub14 | 89.03 | 148206.1665 | 0
Solution 4 | stage0 | pv_loop | hub8_to_hub9_pv_loop | hub8 | hub9 | 3725.88 | 9127244.9931 | 0

## Intrahubs
Solution | Stage | Name | Hub | Capacity (kW) | Energy in (kWh/year) | Energy out (kWh/year)